{"text_format":"1","workbook":"xlsx","n_sheets":19,"sheets":["Инструкция","Главный","Печать","Федя","Расчет","Пирог крыша пол","Федя догрев","Матрица","Пирог стены окна","HC20-3S","HC30-3S","HC35-3S","HC45-3S","HC50-3S","HC70-3S","HCF54","HCF65","Интерфейс","Материалы"],"not_rendered":{"charts":0,"images":2,"macros":1,"external_links":0,"defined_names":11,"comments":1,"pivot_tables":0},"unopened":[],"bounds":{"document_bytes":16777216,"sheet_cells":100000,"rows_first":2000,"rows_last":500,"rows_between":2000,"halvings":0,"cell_chars":16384,"cell_head_chars":4096},"cells_cut":0,"cells_raw":0,"read":"whole","date_system":"1900"}

{"sheet":"Инструкция","index":0,"n_rows":0,"n_cols":0,"rows_kept":0,"cut":false,"hidden":true,"merged":[]}

{"sheet":"Главный","index":1,"n_rows":67,"n_cols":357,"rows_kept":67,"cut":false,"hidden":false,"merged":[[16,165,16,213],[28,151,28,156],[28,187,28,195],[28,222,28,231],[23,82,23,140],[21,82,21,140],[16,215,16,223],[27,215,27,223],[28,106,28,111],[23,187,23,214],[21,187,21,231],[16,82,16,140],[16,141,16,149],[21,141,21,149],[19,82,19,183],[38,49,38,57],[38,1,38,48],[23,141,23,149],[32,82,32,140],[36,124,36,131],[32,141,32,149],[34,82,34,140],[34,141,34,149],[27,141,27,149],[36,82,36,123],[30,49,30,57],[38,83,38,237],[23,215,23,223],[36,218,36,225],[27,187,27,213],[36,158,36,217],[66,82,66,95],[58,98,58,103],[64,98,64,103],[62,23,62,60],[50,1,50,21],[50,23,50,60],[56,136,56,147],[58,136,58,147],[60,136,60,147],[62,123,62,134],[58,1,58,21],[60,1,60,21],[62,1,62,21],[52,23,52,60],[54,23,54,60],[54,1,54,21],[52,1,52,21],[60,98,60,103],[62,98,62,103],[50,82,50,95],[50,106,50,120],[52,98,52,103],[54,98,54,103],[60,23,60,60],[40,1,40,48],[46,1,46,48],[46,49,46,65],[44,1,44,47],[42,1,42,46],[44,64,44,77],[42,49,42,60],[44,49,44,60],[50,123,50,134],[40,49,40,60],[46,78,49,240],[52,201,52,212],[54,201,54,212],[52,175,52,186],[42,160,42,167],[42,82,42,158],[50,188,50,199],[54,214,54,225],[50,214,50,225],[52,214,52,225],[52,162,52,173],[54,162,54,173],[50,201,50,212],[54,188,54,199],[52,106,52,120],[44,82,44,117],[50,162,50,173],[44,142,44,156],[66,98,66,103],[44,124,44,138],[25,82,25,140],[25,141,25,149],[27,82,27,140],[66,214,66,225],[60,201,60,212],[62,201,62,212],[64,201,64,212],[62,214,62,225],[66,201,66,212],[58,201,58,212],[56,188,56,199],[58,188,58,199],[60,188,60,199],[62,188,62,199],[58,214,58,225],[66,188,66,199],[64,214,64,225],[60,214,60,225],[56,214,56,225],[56,201,56,212],[52,188,52,199],[54,106,54,120],[7,49,7,57],[10,21,10,57],[27,49,27,57],[32,26,32,77],[23,1,23,46],[10,1,10,19],[27,1,27,47],[21,49,21,57],[23,49,23,57],[19,49,19,77],[12,49,12,57],[32,1,32,25],[30,1,30,15],[30,19,30,32],[16,1,16,48],[16,49,16,57],[21,1,21,46],[19,1,19,48],[14,1,14,48],[12,64,12,76],[7,64,7,76],[14,64,14,76],[23,64,23,76],[1,28,1,36],[3,28,3,36],[27,64,27,76],[12,82,12,140],[14,82,14,140],[12,141,12,149],[5,82,5,127],[1,82,1,233],[5,141,5,149],[14,49,14,57],[12,1,12,41],[3,141,3,149],[14,141,14,149],[3,82,3,136],[7,82,7,140],[7,141,7,149],[1,1,1,26],[3,1,3,26],[10,82,10,183],[5,11,5,57],[5,1,5,9],[7,1,7,47],[12,215,12,223],[14,186,14,213],[12,186,12,213],[10,186,10,231],[14,215,14,223],[66,175,66,186],[54,123,54,134],[56,175,56,186],[58,175,58,186],[60,175,60,186],[62,175,62,186],[58,149,58,160],[52,149,52,160],[62,149,62,160],[56,162,56,173],[56,149,56,160],[52,136,52,147],[54,136,54,147],[54,149,54,160],[52,123,52,134],[66,227,66,238],[50,227,50,238],[52,227,52,238],[54,227,54,238],[56,227,56,238],[58,227,58,238],[60,227,60,238],[62,227,62,238],[64,227,64,238],[66,106,66,120],[58,162,58,173],[60,162,60,173],[64,136,64,147],[66,149,66,160],[66,123,66,134],[58,106,58,120],[60,106,60,120],[62,106,62,120],[62,162,62,173],[64,149,64,160],[66,162,66,173],[66,136,66,147],[64,123,64,134],[62,136,62,147],[64,162,64,173],[64,106,64,120],[60,149,60,160],[58,123,58,134],[60,123,60,134],[64,82,64,95],[58,82,58,95],[60,82,60,95],[62,82,62,95],[50,149,50,160],[50,136,50,147],[64,175,64,186],[64,188,64,199],[56,123,56,134],[52,82,52,95],[54,82,54,95],[56,82,56,95],[56,98,56,103],[54,175,54,186],[56,106,56,120],[50,175,50,186],[50,98,50,103]]}
[]
[null,null,null,null,null,null,null,null,null,null,null,null,null,null,null,null,null,null,null,null,null,null,null,null,null,null,null,null,null,null,null,null,null,null,null,null,null,null,null,null,null,null,null,null,null,null,null,null,null,null,null,null,null,null,null,null,null,null,null,null,null,null,null,null,null,null,null,null,null,null,null,null,null,null,null,null,null,null,null,null,null,null,null,null,null,null,null,null,null,null,null,null,null,null,null,null,null,null,null,null,null,null,null,null,null,null,null,null,null,null,null,null,null,null,null,null,null,null,null,null,null,null,null,null,null,null,null,null,null,null,null,null,null,null,null,null,null,null,null,null,null,null,null,null,null,null,null,null,null,null,null,null,null,null,null,null,null,null,null,null,null,null,null,null,null,null,null,null,null,null,null,null,null,null,null,null,null,null,null,null,null,null,null,null,null,null,null,null,null,null,null,null,null,null,null,null,null,null,null,null,null,null,null,null,null,null,null,null,null,null,null,null,null,null,null,null,null,null,null,null,null,null,null,null,null,null,null,null,null,null,null,null,null,null,null,null,null,null,null,null,null,null,null,null,null,null,null,null,null,null,null,null,null,null,null,null,null,null,null,null,null,null,null,null,null,null,null,null,null,null,null,null,null,null,null,null,null,null,null,null,null,null,null,null,null,null,null,null,null,null,null,null,null,null,null,null,null,null,null,null,"условие",null,null,null,"Стена",null,"Толщина стены",null,"Изоляция стены",null,"тип стропильной системы",null,"Угол кровли",null,"Изоляция кровли",null,"Теплоизоляция фундамента",null,null,null,"Температура внутри",null,"Температурный график",null,"Кратность воздухообмена",null,"Среда эксплуатации",null,null,"скорость тепловентилятора",null,null,null,"шифр на крышу ",null,null,null,null,"Шифр тип кровли",null,-1,100,"выберите",null,"выберите",null,{"$f":"KS4","v":"Сэндвич-панель"},"Дополнительная изоляция стен","Толщина стенового материала",null,null,{"$f":"MI2","v":"Сэндвич-панель"},"Каменная вата",3.9E-2,null,null,"Принятый объём приточн. воздуха"]
[null,null,null,null,null,null,null,null,null,null,null,null,null,null,null,null,null,null,null,null,null,null,null,null,null,null,null,null,null,null,null,null,null,null,null,null,null,null,null,null,null,null,null,null,null,null,null,null,null,null,null,null,null,null,null,null,null,null,null,null,null,null,null,null,null,null,null,null,null,null,null,null,null,null,null,null,null,null,null,null,null,null,null,null,null,null,null,null,null,null,null,null,null,null,null,null,null,null,null,null,null,null,null,null,null,null,null,null,null,null,null,null,null,null,null,null,null,null,null,null,null,null,null,null,null,null,null,null,null,null,null,null,null,null,null,null,null,null,null,null,null,null,null,null,null,null,null,null,null,null,null,null,null,null,null,null,null,null,null,null,null,null,null,null,null,null,null,null,null,null,null,null,null,null,null,null,null,null,null,null,null,null,null,null,null,null,null,null,null,null,null,null,null,null,null,null,null,null,null,null,null,null,null,null,null,null,null,null,null,null,null,null,null,null,null,null,null,null,null,null,null,null,null,null,null,null,null,null,null,null,null,null,null,null,null,null,null,null,null,null,null,null,null,null,null,null,null,null,null,null,null,null,null,null,null,null,null,null,null,null,null,null,null,null,null,null,null,null,null,null,null,null,null,null,null,null,null,null,null,null,null,null,null,null,null,null,null,null,null,null,null,null,null,null,null,null,null,null,null,null,null,null,null,null,"выберите",null,"выберите",null,"выберите",null,"выберите",null,"выберите",null,"выберите",null,"выберите",null,"выберите",null,"выберите",null,null,null,null,null,"выберите",null,"выберите",null,"выберите",null,null,null,null,null,null,null,null,null,null,null,0.5,null,0,null,{"$f":"KS5","v":"Газобетон"},"Дополнительная изоляция стен","Толщина стенового материала",null,null,{"$f":"MI3","v":"Газобетон"},"Каменная вата",3.9E-2,null,null,"Объём приточ. воздуха по кратности"]
[null,null,null,null,null,null,null,null,null,null,null,null,null,null,null,null,null,null,null,null,null,null,null,null,null,null,null,null,null,null,null,null,null,null,null,null,null,null,null,null,null,null,null,null,null,null,null,null,null,null,null,null,null,null,null,null,null,null,null,null,null,null,null,null,null,null,null,null,null,null,null,null,null,null,null,null,null,null,null,null,null,null,null,null,null,null,null,null,null,null,null,null,null,null,null,null,null,null,null,null,null,null,null,null,null,null,null,null,null,null,null,null,null,null,null,null,null,null,null,null,null,null,null,null,null,null,null,null,null,null,null,null,null,null,null,null,null,null,null,null,null,null,null,null,null,null,null,null,null,null,null,null,null,null,null,null,null,null,null,null,null,null,null,null,null,null,null,null,null,null,null,null,null,null,null,null,null,null,null,null,null,null,null,null,null,null,null,null,null,null,null,null,null,null,null,null,null,null,null,null,null,null,null,null,null,null,null,null,null,null,null,null,null,null,null,null,null,null,null,null,null,null,null,null,null,null,null,null,null,null,null,null,null,null,null,null,null,null,null,null,null,null,null,null,null,null,null,null,null,null,null,null,null,null,null,null,null,null,null,null,null,null,null,null,null,null,null,null,null,null,null,null,null,null,null,null,null,null,null,null,null,null,null,null,null,null,null,null,null,null,null,null,null,null,null,null,null,null,null,null,{"$f":"IF(AX31=AX31,1,AX31)","v":1},null,null,null,"Сэндвич-панель","Толщина теплоизоляции кровли","выберите",null,0,null,"выберите",null,0,{"$f":"CONCATENATE($KY$6,LA4)","v":"2-х скатная0"},0,-1,0,null,"Однокамерный стеклопакет (4-24-4)",null,0,null,"выберите",null,"выберите",null,"Нет","STANDART","Да",3,"максимальная",3,"условие",{"$f":"CONCATENATE(KS13,KS3)","v":"Сотовый поликарбонатвыберите"},null,null,null,"условие",{"$f":"CONCATENATE(KY6,MC2)","v":"2-х скатная-1"},null,null,null,0.55000000000000004,null,0.1,null,"Каркас","Дополнительная изоляция стен","Толщина стенового материала",null,null,"Каркас","Каменная вата",3.9E-2]
[null,null,null,null,null,null,null,null,null,null,null,null,null,null,null,null,null,null,null,null,null,null,null,null,null,null,null,null,null,null,null,null,null,null,null,null,null,null,null,null,null,null,null,null,null,null,null,null,null,null,null,null,null,null,null,null,null,null,null,null,null,null,null,null,null,null,null,null,null,null,null,null,null,null,null,null,null,null,null,null,null,null,null,null,null,null,null,null,null,null,null,null,null,null,null,null,null,null,null,null,null,null,null,null,null,null,null,null,null,null,null,null,null,null,null,null,null,null,null,null,null,null,null,null,null,null,null,null,null,null,null,null,null,null,null,null,null,null,null,null,null,null,null,null,null,null,null,null,null,null,null,null,null,null,null,null,null,null,null,null,null,null,null,null,null,null,null,null,null,null,null,null,null,null,null,null,null,null,null,null,null,null,null,null,null,null,null,null,null,null,null,null,null,null,null,null,null,null,null,null,null,null,null,null,null,null,null,null,null,null,null,null,null,null,null,null,null,null,null,null,null,null,null,null,null,null,null,null,null,null,null,null,null,null,null,null,null,null,null,null,null,null,null,null,null,null,null,null,null,null,null,null,null,null,null,null,null,null,null,null,null,null,null,null,null,null,null,null,null,null,null,null,null,null,null,null,null,null,null,null,null,null,null,null,null,null,null,null,null,null,null,null,null,null,null,null,null,null,null,null,null,null,null,null,"Газобетон","Толщина теплоизоляции кровли",{"$f":"Интерфейс!KT4","v":0},null,{"$f":"Интерфейс!KV4","v":0},null,"Плоская",null,10,{"$f":"CONCATENATE($KY$6,LA5)","v":"2-х скатная10"},{"$f":"Интерфейс!KZ4","v":0},-1,50,null,"2-х камерный стеклопакет (4-10-4-10-k4)",null,5,null,"120/90",null,0,{"$f":"CONCATENATE($KQ$3,LM5)","v":"0"},"Да","FARMER","Нет",2,"средняя",2,null,null,null,null,null,null,null,null,null,null,0.6,null,0.2,null,"Поризованный камень","Дополнительная изоляция стен","Толщина стенового материала",null,null,"Поризованный камень","Каменная вата",3.9E-2]
[null,null,null,null,null,null,null,null,null,null,null,"выберите",null,null,null,null,null,null,null,null,null,null,null,null,null,null,null,null,null,null,null,null,null,null,null,null,null,null,null,null,null,null,null,null,null,null,null,null,null,null,null,null,null,null,null,null,null,null,null,null,null,null,null,null,null,null,null,null,null,null,null,null,null,null,null,null,null,null,null,null,null,null,null,null,null,null,null,null,null,null,null,null,null,null,null,null,null,null,null,null,null,null,null,null,null,null,null,null,null,null,null,null,null,null,null,null,null,null,null,null,null,null,null,null,null,null,null,null,null,null,null,null,null,null,null,null,null,null,null,null,null,null,null,null,null,null,null,null,null,null,null,null,null,null,null,null,null,null,null,null,null,null,null,null,null,null,null,null,null,null,null,null,null,null,null,null,null,null,null,null,null,null,null,null,null,null,null,null,null,null,null,null,null,null,null,null,null,null,null,null,null,null,null,null,null,null,null,null,null,null,null,null,null,null,null,null,null,null,null,null,null,null,null,null,null,null,null,null,null,null,null,null,null,null,null,null,null,null,null,null,null,null,null,null,null,null,null,null,null,null,null,null,null,null,null,null,null,null,null,null,null,null,null,null,null,null,null,null,null,null,null,null,null,null,null,null,null,null,null,null,null,null,null,null,null,null,null,null,null,null,null,null,null,null,null,null,null,null,null,null,null,null,null,null,"Каркас","Толщина теплоизоляции кровли",{"$f":"Интерфейс!KT5","v":0},null,{"$f":"Интерфейс!KV5","v":0},null,"2-х скатная",null,15,"2-х скатная15",{"$f":"Интерфейс!KZ5","v":0},-1,100,null,"2-х камерный энергосберегающий (4-10-4-10-i4)",null,10,null,"90/70",null,0.5,null,null,null,null,1,"минимальная",1,"факт",{"$f":"CONCATENATE(LU11,AX24)","v":{"$error":"#N/A"}},null,null,null,"факт",{"$f":"CONCATENATE(AX20,AX22)","v":"выберитевыберите"},null,null,null,0.65,null,0.3,null,"Сотовый поликарбонат","Дополнительная изоляция стен","Толщина поликорбоната",null,null,"Сотовый поликарбонат",{"$f":"MN6","v":"Сотовый поликарбонат"},{"$f":"'Пирог стены окна'!M59","v":0.21}]
[null,null,null,null,null,null,null,null,null,null,null,null,null,null,null,null,null,null,null,null,null,null,null,null,null,null,null,null,null,null,null,null,null,null,null,null,null,null,null,null,null,null,null,null,null,null,null,null,null,null,null,null,null,null,null,null,null,null,null,null,null,null,null,null,null,null,null,null,null,null,null,null,null,null,null,null,null,null,null,null,null,null,null,null,null,null,null,null,null,null,null,null,null,null,null,null,null,null,null,null,null,null,null,null,null,null,null,null,null,null,null,null,null,null,null,null,null,null,null,null,null,null,null,null,null,null,null,null,null,null,null,null,null,null,null,null,null,null,null,null,null,null,null,null,null,null,null,null,null,null,null,null,null,null,null,null,null,null,null,null,null,null,null,null,null,null,null,null,null,null,null,null,null,null,null,null,null,null,null,null,null,null,null,null,null,null,null,null,null,null,null,null,null,null,null,null,null,null,null,null,null,null,null,null,null,null,null,null,null,null,null,null,null,null,null,null,null,null,null,null,null,null,null,null,null,null,null,null,null,null,null,null,null,null,null,null,null,null,null,null,null,null,null,null,null,null,null,null,null,null,null,null,null,null,null,null,null,null,null,null,null,null,null,null,null,null,null,null,null,null,null,null,null,null,null,null,null,null,null,null,null,null,null,null,null,null,null,null,null,null,null,null,null,null,null,null,null,null,null,null,null,null,null,null,"Поризованный камень","Толщина теплоизоляции кровли",{"$f":"Интерфейс!KT6","v":0},null,{"$f":"Интерфейс!KV6","v":0},null,"Полукруглая кровля",null,20,"2-х скатная20",{"$f":"Интерфейс!KZ6","v":0},-1,150,null,null,null,15,null,"80/60",null,0.8,null,null,null,null,null,null,null,null,null,null,null,null,null,null,null,null,null,0.7,null,0.4,null,"Профнастил","Дополнительная изоляция стен","Толщина листа",null,null,"Профнастил","Каменная вата",3.9E-2]
[null,"Твоздуха в помещении (требуемая)",null,null,null,null,null,null,null,null,null,null,null,null,null,null,null,null,null,null,null,null,null,null,null,null,null,null,null,null,null,null,null,null,null,null,null,null,null,null,null,null,null,null,null,null,null,null,null,{"$f":"AX41","v":"выберите"},null,null,null,null,null,null,null,null,"ºС",null,null,null,null,null,null,null,null,null,null,null,null,null,null,null,null,null,null,"°С",null,null,null,null,null,null,null,null,null,null,null,null,null,null,null,null,null,null,null,null,null,null,null,null,null,null,null,null,null,null,null,null,null,null,null,null,null,null,null,null,null,null,null,null,null,null,null,null,null,null,null,null,null,null,null,null,null,null,null,null,null,null,null,null,null,null,null,null,null,null,null,null,null,null,null,null,null,null,null,null,null,null,null,null,null,null,null,null,null,null,null,null,null,null,null,null,null,null,null,null,null,null,null,null,null,null,null,null,null,null,null,null,null,null,null,null,null,null,null,null,null,null,null,null,null,null,null,null,null,null,null,null,null,null,null,null,null,null,null,null,null,null,null,null,null,null,null,null,null,null,null,null,null,null,null,null,null,null,null,null,null,null,null,null,null,null,null,null,null,null,null,null,null,null,null,null,null,null,null,null,null,null,null,null,null,null,null,null,null,null,null,null,null,null,null,null,null,null,null,null,null,null,null,null,null,null,null,null,null,null,null,null,null,null,null,null,null,null,null,null,null,null,null,null,null,null,"Сотовый поликарбонат","Толщина материала кровли",{"$f":"Интерфейс!KT7","v":0},null,{"$f":"Интерфейс!KV7","v":0},null,null,null,25,"2-х скатная25",{"$f":"Интерфейс!KZ7","v":0},-1,200,null,null,null,20,null,"70/50",null,1,null,null,null,null,null,null,null,null,null,null,null,null,null,null,null,null,null,0.75,null,0.5,null,"Спортивный тент",{"$f":"MO8","v":"Изоляции между тентами"},"Толщина тента",null,null,"Спортивный тент",{"$f":"'Пирог стены окна'!K102","v":"Изоляции между тентами"},{"$f":"'Пирог стены окна'!M102","v":{"$error":"#N/A"}}]
[null,null,null,null,null,null,null,null,null,null,null,null,null,null,null,null,null,null,null,null,null,null,null,null,null,null,null,null,null,null,null,null,null,null,null,null,null,null,null,null,null,null,null,null,null,null,null,null,null,null,null,null,null,null,null,null,null,null,null,null,null,null,null,null,null,null,null,null,null,null,null,null,null,null,null,null,null,null,null,null,null,null,null,null,null,null,null,null,null,null,null,null,null,null,null,null,null,null,null,null,null,null,null,null,null,null,null,null,null,null,null,null,null,null,null,null,null,null,null,null,null,null,null,null,null,null,null,null,null,null,null,null,null,null,null,null,null,null,null,null,null,null,null,null,null,null,null,null,null,null,null,null,null,null,null,null,null,null,null,null,null,null,null,null,null,null,null,null,null,null,null,null,null,null,null,null,null,null,null,null,null,null,null,null,null,null,null,null,null,null,null,null,null,null,null,null,null,null,null,null,null,null,null,null,null,null,null,null,null,null,null,null,null,null,null,null,null,null,null,null,null,null,null,null,null,null,null,null,null,null,null,null,null,null,null,null,null,null,null,null,null,null,null,null,null,null,null,null,null,null,null,null,null,null,null,null,null,null,null,null,null,null,null,null,null,null,null,null,null,null,null,null,null,null,null,null,null,null,null,null,null,null,null,null,null,null,null,null,null,null,null,null,null,null,null,null,null,null,null,null,null,null,null,null,"Профнастил","Толщина теплоизоляции кровли",{"$f":"Интерфейс!KT8","v":0},null,{"$f":"Интерфейс!KV8","v":0},null,null,null,30,"2-х скатная30",{"$f":"Интерфейс!KZ8","v":0},-1,250,null,null,null,null,null,"50/30",null,1.25,null,null,null,null,null,null,null,null,null,null,null,null,null,null,null,null,null,0.8,null,0.6]
[null,null,null,null,null,null,null,null,null,null,null,null,null,null,null,null,null,null,null,null,null,null,null,null,null,null,null,null,null,null,null,null,null,null,null,null,null,null,null,null,null,null,null,null,null,null,null,null,null,null,null,null,null,null,null,null,null,null,null,null,null,null,null,null,null,null,null,null,null,null,null,null,null,null,null,null,null,null,null,null,null,null,null,null,null,null,null,null,null,null,null,null,null,null,null,null,null,null,null,null,null,null,null,null,null,null,null,null,null,null,null,null,null,null,null,null,null,null,null,null,null,null,null,null,null,null,null,null,null,null,null,null,null,null,null,null,null,null,null,null,null,null,null,null,null,null,null,null,null,null,null,null,null,null,null,null,null,null,null,null,null,null,null,null,null,null,null,null,null,null,null,null,null,null,null,null,null,null,null,null,null,null,null,null,null,null,null,null,null,null,null,null,null,null,null,null,null,null,null,null,null,null,null,null,null,null,null,null,null,null,null,null,null,null,null,null,null,null,null,null,null,null,null,null,null,null,null,null,null,null,null,null,null,null,null,null,null,null,null,null,null,null,null,null,null,null,null,null,null,null,null,null,null,null,null,null,null,null,null,null,null,null,null,null,null,null,null,null,null,null,null,null,null,null,null,null,null,null,null,null,null,null,null,null,null,null,null,null,null,null,null,null,null,null,null,null,null,null,null,null,null,null,null,null,"Спортивный тент",{"$f":"MO8","v":"Изоляции между тентами"},{"$f":"Интерфейс!KT9","v":0},null,{"$f":"Интерфейс!KV9","v":0},null,null,null,35,"2-х скатная35",{"$f":"Интерфейс!KZ9","v":0},-1,null,null,null,null,null,null,null,null,1.5,null,null,null,null,null,null,null,null,null,null,null,null,null,null,null,null,null,0.85,null,0.7]
[null,null,null,null,null,null,null,null,null,null,null,null,null,null,null,null,null,null,null,null,null,"выберите",null,null,null,null,null,null,null,null,null,null,null,null,null,null,null,null,null,null,null,null,null,null,null,null,null,null,null,null,null,null,null,null,null,null,null,null,null,null,null,null,null,null,null,null,null,null,null,null,null,null,null,null,null,null,null,null,null,null,null,null,null,null,null,null,null,null,null,null,null,null,null,null,null,null,null,null,null,null,null,null,null,null,null,null,null,null,null,null,null,null,null,null,null,null,null,null,null,null,null,null,null,null,null,null,null,null,null,null,null,null,null,null,null,null,null,null,null,null,null,null,null,null,null,null,null,null,null,null,null,null,null,null,null,null,null,null,null,null,null,null,null,null,null,null,null,null,null,null,null,null,null,null,null,null,null,null,null,null,null,null,null,null,null,null,null,null,null,null,null,null,null,null,null,null,null,null,null,null,null,null,null,null,null,null,null,null,null,null,null,null,null,null,null,null,null,null,null,null,null,null,null,null,null,null,null,null,null,null,null,null,null,null,null,null,null,null,null,null,null,null,null,null,null,null,null,null,null,null,null,null,null,null,null,null,null,null,null,null,null,null,null,null,null,null,null,null,null,null,null,null,null,null,null,null,null,null,null,null,null,null,null,null,null,null,null,null,null,null,null,null,null,null,null,null,null,null,null,null,null,null,null,null,null,null,null,null,null,null,null,null,38,"2-х скатная38",null,-1,null,null,null,null,null,null,null,null,2,null,null,null,null,null,null,null,{"$f":"VLOOKUP(V11,LV11:LW17,2,0)","v":{"$error":"#N/A"}},{"$f":"KS4","v":"Сэндвич-панель"},{"$f":"LV11","v":"Сэндвич-панель"},null,null,null,null,null,null,null,0.9,null,0.8]
[null,null,null,null,null,null,null,null,null,null,null,null,null,null,null,null,null,null,null,null,null,null,null,null,null,null,null,null,null,null,null,null,null,null,null,null,null,null,null,null,null,null,null,null,null,null,null,null,null,null,null,null,null,null,null,null,null,null,null,null,null,null,null,null,null,null,null,null,null,null,null,null,null,null,null,null,null,null,null,null,null,null,null,null,null,null,null,null,null,null,null,null,null,null,null,null,null,null,null,null,null,null,null,null,null,null,null,null,null,null,null,null,null,null,null,null,null,null,null,null,null,null,null,null,null,null,null,null,null,null,null,null,null,null,null,null,null,null,null,null,null,null,null,null,null,null,null,null,null,null,null,null,null,null,null,null,null,null,null,null,null,null,null,null,null,null,null,null,null,null,null,null,null,null,null,null,null,null,null,null,null,null,null,null,null,null,null,null,null,null,null,null,null,null,null,null,null,null,null,null,null,null,null,null,null,null,null,null,null,null,null,null,null,null,null,null,null,null,null,null,null,null,null,null,null,null,null,null,null,null,null,null,null,null,null,null,null,null,null,null,null,null,null,null,null,null,null,null,null,null,null,null,null,null,null,null,null,null,null,null,null,null,null,null,null,null,null,null,null,null,null,null,null,null,null,null,null,null,null,null,null,null,null,null,null,null,null,null,null,null,null,null,null,null,null,null,null,null,null,null,null,null,null,null,null,null,null,null,null,null,null,null,40,"2-х скатная40",null,null,null,null,null,null,null,null,null,null,2.5,null,null,null,null,null,null,null,null,{"$f":"KS5","v":"Газобетон"},{"$f":"LV12","v":"Газобетон"},null,null,null,null,null,null,null,0.95,null,0.9]
[null,null,null,null,null,null,null,null,null,null,null,null,null,null,null,null,null,null,null,null,null,null,null,null,null,null,null,null,null,null,null,null,null,null,null,null,null,null,null,null,null,null,null,null,null,null,null,null,null,"выберите",null,null,null,null,null,null,null,null,null,null,null,null,null,null,null,null,null,null,null,null,null,null,null,null,null,null,null,null,null,null,null,null,null,null,null,null,null,null,null,null,null,null,null,null,null,null,null,null,null,null,null,null,null,null,null,null,null,null,null,null,null,null,null,null,null,null,null,null,null,null,null,null,null,null,null,null,null,null,null,null,null,null,null,null,null,null,null,null,null,null,null,null,null,null,null,null,null,null,null,null,null,null,null,null,null,null,null,null,null,null,null,null,null,null,null,null,null,null,null,null,null,null,null,null,null,null,null,null,null,null,null,null,null,null,null,null,null,null,null,null,null,null,null,null,null,null,null,null,null,null,null,null,null,null,null,null,null,null,null,null,null,null,null,null,null,null,null,null,null,null,null,null,null,null,null,null,null,null,null,null,null,null,null,null,null,null,null,null,null,null,null,null,null,null,null,null,null,null,null,null,null,null,null,null,null,null,null,null,null,null,null,null,null,null,null,null,null,null,null,null,null,null,null,null,null,null,null,null,null,null,null,null,null,null,null,null,null,null,null,null,null,null,null,null,null,null,null,null,null,null,null,null,null,null,{"$f":"IF(V11=V11,KS8,IF(V11=KS8,KS8,0))","v":"Сотовый поликарбонат"},null,null,null,null,null,null,null,45,"2-х скатная45",null,null,null,null,null,null,null,null,null,null,3,null,null,null,null,null,null,null,null,"Каркас","Каркас",null,null,null,null,null,null,null,null,null,1]
[null,null,null,null,null,null,null,null,null,null,null,null,null,null,null,null,null,null,null,null,null,null,null,null,null,null,null,null,null,null,null,null,null,null,null,null,null,null,null,null,null,null,null,null,null,null,null,null,null,null,null,null,null,null,null,null,null,null,null,null,null,null,null,null,null,null,null,null,null,null,null,null,null,null,null,null,null,null,null,null,null,null,null,null,null,null,null,null,null,null,null,null,null,null,null,null,null,null,null,null,null,null,null,null,null,null,null,null,null,null,null,null,null,null,null,null,null,null,null,null,null,null,null,null,null,null,null,null,null,null,null,null,null,null,null,null,null,null,null,null,null,null,null,null,null,null,null,null,null,null,null,null,null,null,null,null,null,null,null,null,null,null,null,null,null,null,null,null,null,null,null,null,null,null,null,null,null,null,null,null,null,null,null,null,null,null,null,null,null,null,null,null,null,null,null,null,null,null,null,null,null,null,null,null,null,null,null,null,null,null,null,null,null,null,null,null,null,null,null,null,null,null,null,null,null,null,null,null,null,null,null,null,null,null,null,null,null,null,null,null,null,null,null,null,null,null,null,null,null,null,null,null,null,null,null,null,null,null,null,null,null,null,null,null,null,null,null,null,null,null,null,null,null,null,null,null,null,null,null,null,null,null,null,null,null,null,null,null,null,null,null,null,null,null,null,null,null,null,null,null,null,null,null,null,null,null,null,null,null,null,null,null,null,null,null,null,null,null,null,null,null,null,null,null,3.5,null,null,null,null,null,null,null,null,"Поризованный камень","Поризованный камень"]
[null,null,null,null,null,null,null,null,null,null,null,null,null,null,null,null,null,null,null,null,null,null,null,null,null,null,null,null,null,null,null,null,null,null,null,null,null,null,null,null,null,null,null,null,null,null,null,null,null,"выберите",null,null,null,null,null,null,null,null,null,null,null,null,null,null,null,null,null,null,null,null,null,null,null,null,null,null,null,null,null,null,null,null,null,null,null,null,null,null,null,null,null,null,null,null,null,null,null,null,null,null,null,null,null,null,null,null,null,null,null,null,null,null,null,null,null,null,null,null,null,null,null,null,null,null,null,null,null,null,null,null,null,null,null,null,null,null,null,null,null,null,null,null,null,null,null,null,null,null,null,null,null,null,null,null,null,null,null,null,null,null,null,null,null,null,null,null,null,null,null,null,null,null,null,null,null,null,null,null,null,null,null,null,null,null,null,null,null,null,null,null,null,null,null,null,null,null,null,null,null,null,null,null,null,null,null,null,null,null,null,null,null,null,null,null,null,null,null,null,null,null,null,null,null,null,null,null,null,null,null,null,null,null,null,null,null,null,null,null,null,null,null,null,null,null,null,null,null,null,null,null,null,null,null,null,null,null,null,null,null,null,null,null,null,null,null,null,null,null,null,null,null,null,null,null,null,null,null,null,null,null,null,null,null,null,null,null,null,null,null,null,null,null,null,null,null,null,null,null,null,null,null,null,null,null,null,null,null,null,null,null,null,null,null,"шифр",{"$f":"CONCATENATE(AX20,AX22)","v":"выберитевыберите"},{"$f":"VLOOKUP(LC15,LB4:LD11,3,0)","v":{"$error":"#N/A"}},null,null,null,null,null,null,null,null,4,null,null,null,null,null,null,null,null,"Сотовый поликарбонат","Сотовый поликарбонат"]
[null,null,null,null,null,null,null,null,null,null,null,null,null,null,null,null,null,null,null,null,null,null,null,null,null,null,null,null,null,null,null,null,null,null,null,null,null,null,null,null,null,null,null,null,null,null,null,null,null,null,null,null,null,null,null,null,null,null,null,null,null,null,null,null,null,null,null,null,null,null,null,null,null,null,null,null,null,null,null,null,null,null,null,null,null,null,null,null,null,null,null,null,null,null,null,null,null,null,null,null,null,null,null,null,null,null,null,null,null,null,null,null,null,null,null,null,null,null,null,null,null,null,null,null,null,null,null,null,null,null,null,null,null,null,null,null,null,null,null,null,null,null,null,null,null,null,null,null,null,null,null,null,null,null,null,null,null,null,null,null,null,null,null,null,null,null,null,null,null,null,null,null,null,null,null,null,null,null,null,null,null,null,null,null,null,null,null,null,null,null,null,null,null,null,null,null,null,null,null,null,null,null,null,null,null,null,null,null,null,null,null,null,null,null,null,null,null,null,null,null,null,null,null,null,null,null,null,null,null,null,null,null,null,null,null,null,null,null,null,null,null,null,null,null,null,null,null,null,null,null,null,null,null,null,null,null,null,null,null,null,null,null,null,null,null,null,null,null,null,null,null,null,null,null,null,null,null,null,null,null,null,null,null,null,null,null,null,null,null,null,null,null,null,null,null,null,null,null,null,null,null,null,null,null,null,null,null,null,null,null,null,null,null,null,null,null,null,null,null,null,null,null,null,null,4.5,null,null,null,null,null,null,null,null,"Профнастил","Профнастил"]
[null,null,null,null,null,null,null,null,null,null,null,null,null,null,null,null,null,null,null,null,null,null,null,null,null,null,null,null,null,null,null,null,null,null,null,null,null,null,null,null,null,null,null,null,null,null,null,null,null,"выберите",null,null,null,null,null,null,null,null,null,null,null,null,null,null,null,null,null,null,null,null,null,null,null,null,null,null,null,null,null,null,null,null,null,null,null,null,null,null,null,null,null,null,null,null,null,null,null,null,null,null,null,null,null,null,null,null,null,null,null,null,null,null,null,null,null,null,null,null,null,null,null,null,null,null,null,null,null,null,null,null,null,null,null,null,null,null,null,null,null,null,null,null,null,null,null,null,null,null,null,null,null,null,null,null,null,null,null,null,null,null,null,null,null,null,null,null,null,null,null,null,null,null,null,null,null,null,null,null,null,null,null,null,null,null,null,null,null,null,null,null,null,null,null,null,null,null,null,null,null,null,null,null,null,null,null,null,null,null,null,null,null,null,null,null,null,null,null,null,null,null,null,null,null,null,null,null,null,null,null,null,null,null,null,null,null,null,null,null,null,null,null,null,null,null,null,null,null,null,null,null,null,null,null,null,null,null,null,null,null,null,null,null,null,null,null,null,null,null,null,null,null,null,null,null,null,null,null,null,null,null,null,null,null,null,null,null,null,null,null,null,null,null,null,null,null,null,null,null,null,null,null,null,null,null,null,null,null,null,null,null,null,null,null,null,null,null,null,null,null,null,null,null,null,null,5,null,null,null,null,null,null,null,null,"Спортивный тент",{"$f":"LW15","v":"Сотовый поликарбонат"}]
[null,null,null,null,null,null,null,null,null,null,null,null,null,null,null,null,null,null,null,null,null,null,null,null,null,null,null,null,null,null,null,null,null,null,null,null,null,null,null,null,null,null,null,null,null,null,null,null,null,null,null,null,null,null,null,null,null,null,null,null,null,null,null,null,null,null,null,null,null,null,null,null,null,null,null,null,null,null,null,null,null,null,null,null,null,null,null,null,null,null,null,null,null,null,null,null,null,null,null,null,null,null,null,null,null,null,null,null,null,null,null,null,null,null,null,null,null,null,null,null,null,null,null,null,null,null,null,null,null,null,null,null,null,null,null,null,null,null,null,null,null,null,null,null,null,null,null,null,null,null,null,null,null,null,null,null,null,null,null,null,null,null,null,null,null,null,null,null,null,null,null,null,null,null,null,null,null,null,null,null,null,null,null,null,null,null,null,null,null,null,null,null,null,null,null,null,null,null,null,null,null,null,null,null,null,null,null,null,null,null,null,null,null,null,null,null,null,null,null,null,null,null,null,null,null,null,null,null,null,null,null,null,null,null,null,null,null,null,null,null,null,null,null,null,null,null,null,null,null,null,null,null,null,null,null,null,null,null,null,null,null,null,null,null,null,null,null,null,null,null,null,null,null,null,null,null,null,null,null,null,null,null,null,null,null,null,null,null,null,null,null,null,null,null,null,null,null,null,null,null,null,null,null,null,null,null,null,null,null,null,null,null,null,null,null,null,null,null,null,null,null,null,null,null,5.6]
[null,null,null,null,null,null,null,null,null,null,null,null,null,null,null,null,null,null,null,null,null,null,null,null,null,null,null,null,null,null,null,null,null,null,null,null,null,null,null,null,null,null,null,null,null,null,null,null,null,null,null,null,null,null,null,null,null,null,null,null,null,null,null,null,null,null,null,null,null,null,null,null,null,null,null,null,null,null,null,null,null,null,null,null,null,null,null,null,null,null,null,null,null,null,null,null,null,null,null,null,null,null,null,null,null,null,null,null,null,null,null,null,null,null,null,null,null,null,null,null,null,null,null,null,null,null,null,null,null,null,null,null,null,null,null,null,null,null,null,null,null,null,null,null,null,null,null,null,null,null,null,null,null,null,null,null,null,null,null,null,null,null,null,null,null,null,null,null,null,null,null,null,null,null,null,null,null,null,null,null,null,null,null,null,null,null,null,null,null,null,null,null,null,null,null,null,null,null,null,null,null,null,null,null,null,null,null,null,null,null,null,null,null,null,null,null,null,null,null,null,null,null,null,null,null,null,null,null,null,null,null,null,null,null,null,null,null,null,null,null,null,null,null,null,null,null,null,null,null,null,null,null,null,null,null,null,null,null,null,null,null,null,null,null,null,null,null,null,null,null,null,null,null,null,null,null,null,null,null,null,null,null,null,null,null,null,null,null,null,null,null,null,null,null,null,null,null,null,null,null,null,null,null,null,null,null,null,null,null,null,null,null,null,null,null,null,null,null,null,null,null,null,null,null,6]
[null,null,null,null,null,null,null,null,null,null,null,null,null,null,null,null,null,null,null,null,null,null,null,null,null,null,null,null,null,null,null,null,null,null,null,null,null,null,null,null,null,null,null,null,null,null,null,null,null,"выберите",null,null,null,null,null,null,null,null,null,null,null,null,null,null,null,null,null,null,null,null,null,null,null,null,null,null,null,null,null,null,null,null,null,null,null,null,null,null,null,null,null,null,null,null,null,null,null,null,null,null,null,null,null,null,null,null,null,null,null,null,null,null,null,null,null,null,null,null,null,null,null,null,null,null,null,null,null,null,null,null,null,null,null,null,null,null,null,null,null,null,null,null,null,null,null,null,null,null,null,null,null,null,null,null,null,null,null,null,null,null,null,null,null,null,null,null,null,null,null,null,null,null,null,null,null,null,null,null,null,null,null,null,null,null,null,null,null,null,null,null,null,null,null,null,null,null,null,null,null,null,null,null,null,null,null,null,null,null,null,null,null,null,null,null,null,null,null,null,null,null,null,null,null,null,null,null,null,null,null,null,null,null,null,null,null,null,null,null,null,null,null,null,null,null,null,null,null,null,null,null,null,null,null,null,null,null,null,null,null,null,null,null,null,null,null,null,null,null,null,null,null,null,null,null,null,null,null,null,null,null,null,null,null,null,null,null,null,null,null,null,null,null,null,null,null,null,null,null,null,null,null,null,null,null,{"$f":"KS4","v":"Сэндвич-панель"},0.8,null,null,null,null,null,null,null,null,null,null,null,null,null,null,null,null,null,null,7]
[null,null,null,null,null,null,null,null,null,null,null,null,null,null,null,null,null,null,null,null,null,null,null,null,null,null,null,null,null,null,null,null,null,null,null,null,null,null,null,null,null,null,null,null,null,null,null,null,null,null,null,null,null,null,null,null,null,null,null,null,null,null,null,null,null,null,null,null,null,null,null,null,null,null,null,null,null,null,null,null,null,null,null,null,null,null,null,null,null,null,null,null,null,null,null,null,null,null,null,null,null,null,null,null,null,null,null,null,null,null,null,null,null,null,null,null,null,null,null,null,null,null,null,null,null,null,null,null,null,null,null,null,null,null,null,null,null,null,null,null,null,null,null,null,null,null,null,null,null,null,null,null,null,null,null,null,null,null,null,null,null,null,null,null,null,null,null,null,null,null,null,null,null,null,null,null,null,null,null,null,null,null,null,null,null,null,null,null,null,null,null,null,null,null,null,null,null,null,null,null,null,null,null,null,null,null,null,null,null,null,null,null,null,null,null,null,null,null,null,null,null,null,null,null,null,null,null,null,null,null,null,null,null,null,null,null,null,null,null,null,null,null,null,null,null,null,null,null,null,null,null,null,null,null,null,null,null,null,null,null,null,null,null,null,null,null,null,null,null,null,null,null,null,null,null,null,null,null,null,null,null,null,null,null,null,null,null,null,null,null,null,null,null,null,null,null,null,null,null,null,null,null,null,null,{"$f":"KS5","v":"Газобетон"},0.85,null,null,null,null,null,null,null,null,null,null,null,null,null,null,null,null,null,null,8]
[null,null,null,null,null,null,null,null,null,null,null,null,null,null,null,null,null,null,null,null,null,null,null,null,null,null,null,null,null,null,null,null,null,null,null,null,null,null,null,null,null,null,null,null,null,null,null,null,null,"выберите",null,null,null,null,null,null,null,null,null,null,null,null,null,null,null,null,null,null,null,null,null,null,null,null,null,null,null,null,null,null,null,null,null,null,null,null,null,null,null,null,null,null,null,null,null,null,null,null,null,null,null,null,null,null,null,null,null,null,null,null,null,null,null,null,null,null,null,null,null,null,null,null,null,null,null,null,null,null,null,null,null,null,null,null,null,null,null,null,null,null,null,null,null,null,null,null,null,null,null,null,null,null,null,null,null,null,null,null,null,null,null,null,null,null,null,null,null,null,null,null,null,null,null,null,null,null,null,null,null,null,null,null,null,null,null,null,null,null,null,null,null,null,null,null,null,null,null,null,null,null,null,null,null,null,null,null,null,null,null,null,null,null,null,null,null,null,null,null,null,null,null,null,null,null,null,null,null,null,null,null,null,null,null,null,null,null,null,null,null,null,null,null,null,null,null,null,null,null,null,null,null,null,null,null,null,null,null,null,null,null,null,null,null,null,null,null,null,null,null,null,null,null,null,null,null,null,null,null,null,null,null,null,null,null,null,null,null,null,null,null,null,null,null,null,null,null,null,null,null,null,null,null,null,null,"Каркас",0.9]
[null,null,null,null,null,null,null,null,null,null,null,null,null,null,null,null,null,null,null,null,null,null,null,null,null,null,null,null,null,null,null,null,null,null,null,null,null,null,null,null,null,null,null,null,null,null,null,null,null,null,null,null,null,null,null,null,null,null,null,null,null,null,null,null,null,null,null,null,null,null,null,null,null,null,null,null,null,null,null,null,null,null,null,null,null,null,null,null,null,null,null,null,null,null,null,null,null,null,null,null,null,null,null,null,null,null,null,null,null,null,null,null,null,null,null,null,null,null,null,null,null,null,null,null,null,null,null,null,null,null,null,null,null,null,null,null,null,null,null,null,null,null,null,null,null,null,null,null,null,null,null,null,null,null,null,null,null,null,null,null,null,null,null,null,null,null,null,null,null,null,null,null,null,null,null,null,null,null,null,null,null,null,null,null,null,null,null,null,null,null,null,null,null,null,null,null,null,null,null,null,null,null,null,null,null,null,null,null,null,null,null,null,null,null,null,null,null,null,null,null,null,null,null,null,null,null,null,null,null,null,null,null,null,null,null,null,null,null,null,null,null,null,null,null,null,null,null,null,null,null,null,null,null,null,null,null,null,null,null,null,null,null,null,null,null,null,null,null,null,null,null,null,null,null,null,null,null,null,null,null,null,null,null,null,null,null,null,null,null,null,null,null,null,null,null,null,null,null,null,null,null,null,null,null,"Поризованный камень",0.85]
[null,null,null,null,null,null,null,null,null,null,null,null,null,null,null,null,null,null,null,null,null,null,null,null,null,null,null,null,null,null,null,null,null,null,null,null,null,null,null,null,null,null,null,null,null,null,null,null,null,"выберите",null,null,null,null,null,null,null,null,null,null,null,null,null,null,null,null,null,null,null,null,null,null,null,null,null,null,null,null,null,null,null,null,null,null,null,null,null,null,null,null,null,null,null,null,null,null,null,null,null,null,null,null,null,null,null,null,null,null,null,null,null,null,null,null,null,null,null,null,null,null,null,null,null,null,null,null,null,null,null,null,null,null,null,null,null,null,null,null,null,null,null,null,null,null,null,null,null,null,null,null,null,null,null,null,null,null,null,null,null,null,null,null,null,null,null,null,null,null,null,null,null,null,null,null,null,null,null,null,null,null,null,null,null,null,null,null,null,null,null,null,null,null,null,null,null,null,null,null,null,null,null,null,null,null,null,null,null,null,null,null,null,null,null,null,null,null,null,null,null,null,null,null,null,null,null,null,null,null,null,null,null,null,null,null,null,null,null,null,null,null,null,null,null,null,null,null,null,null,null,null,null,null,null,null,null,null,null,null,null,null,null,null,null,null,null,null,null,null,null,null,null,null,null,null,null,null,null,null,null,null,null,null,null,null,null,null,null,null,null,null,null,null,null,null,null,null,null,null,null,null,null,null,null,null,"Сотовый поликарбонат",0.65]
[null,null,null,null,null,null,null,null,null,null,null,null,null,null,null,null,null,null,null,null,null,null,null,null,null,null,null,null,null,null,null,null,null,null,null,null,null,null,null,null,null,null,null,null,null,null,null,null,null,null,null,null,null,null,null,null,null,null,null,null,null,null,null,null,null,null,null,null,null,null,null,null,null,null,null,null,null,null,null,null,null,null,null,null,null,null,null,null,null,null,null,null,null,null,null,null,null,null,null,null,null,null,null,null,null,null,null,null,null,null,null,null,null,null,null,null,null,null,null,null,null,null,null,null,null,null,null,null,null,null,null,null,null,null,null,null,null,null,null,null,null,null,null,null,null,null,null,null,null,null,null,null,null,null,null,null,null,null,null,null,null,null,null,null,null,null,null,null,null,null,null,null,null,null,null,null,null,null,null,null,null,null,null,null,null,null,null,null,null,null,null,null,null,null,null,null,null,null,null,null,null,null,null,null,null,null,null,null,null,null,null,null,null,null,null,null,null,null,null,null,null,null,null,null,null,null,null,null,null,null,null,null,null,null,null,null,null,null,null,null,null,null,null,null,null,null,null,null,null,null,null,null,null,null,null,null,null,null,null,null,null,null,null,null,null,null,null,null,null,null,null,null,null,null,null,null,null,null,null,null,null,null,null,null,null,null,null,null,null,null,null,null,null,null,null,null,null,null,null,null,null,null,null,null,"Профнастил",0.8]
[null,null,null,null,null,null,null,null,null,null,null,null,null,null,null,null,null,null,null,null,null,null,null,null,null,null,null,null,null,null,null,null,null,null,null,null,null,null,null,null,null,null,null,null,null,null,null,null,null,null,null,null,null,null,null,null,null,null,null,null,null,null,null,null,null,null,null,null,null,null,null,null,null,null,null,null,null,null,null,null,null,null,null,null,null,null,null,null,null,null,null,null,null,null,null,null,null,null,null,null,null,null,null,null,null,null,null,null,null,null,null,null,null,null,null,null,null,null,null,null,null,null,null,null,null,null,null,null,null,null,null,null,null,null,null,null,null,null,null,null,null,null,null,null,null,null,null,null,null,null,null,null,null,null,null,null,null,null,null,null,null,null,null,null,null,null,null,null,null,null,null,null,null,null,null,null,null,null,null,null,null,null,null,null,null,null,null,null,null,null,null,null,null,null,null,null,null,null,null,null,null,null,null,null,null,null,null,null,null,null,null,null,null,null,null,null,null,null,null,null,null,null,null,null,null,null,null,null,null,null,null,null,null,null,null,null,null,null,null,null,null,null,null,null,null,null,null,null,null,null,null,null,null,null,null,null,null,null,null,null,null,null,null,null,null,null,null,null,null,null,null,null,null,null,null,null,null,null,null,null,null,null,null,null,null,null,null,null,null,null,null,null,null,null,null,null,null,null,null,null,null,null,null,null,"Спортивный тент",0.9]
[]
[null,null,null,null,null,null,null,null,null,null,null,null,null,null,null,null,null,null,null,null,null,null,null,null,null,null,null,null,null,null,null,null,null,null,null,null,null,null,null,null,null,null,null,null,null,null,null,null,null,"выберите"]
[]
[]
[null,null,null,null,null,null,null,null,null,null,null,null,null,null,null,null,null,null,null,"выберите"]
[]
[null,null,null,null,null,null,null,null,null,null,null,null,null,null,null,null,null,null,null,null,null,null,null,null,null,null,"выберите"]
[]
[]
[]
[null,null,null,null,null,null,null,null,null,null,null,null,null,null,null,null,null,null,null,null,null,null,null,null,null,null,null,null,null,null,null,null,null,null,null,null,null,null,null,null,null,null,null,null,null,null,null,null,null,null,null,null,null,null,null,null,null,null,null,null,null,null,null,null,null,null,null,null,null,null,null,null,null,null,null,null,null,null,null,null,null,null,null,null,null,null,null,null,null,null,null,null,null,null,null,null,null,null,null,null,null,null,null,null,null,null,null,null,null,null,null,null,null,null,null,null,null,null,null,null,null,null,null,null,null,null,null,null,null,null,null,null,null,null,null,null,null,null,null,null,null,null,null,null,null,null,null,null,null,null,null,null,null,null,null,null,null,null,null,null,null,null,null,null,null,null,null,null,null,null,null,null,null,null,null,null,null,null,null,null,null,null,null,null,null,null,null,null,null,null,null,null,null,null,null,null,null,null,null,null,null,null,null,null,null,null,null,null,null,null,null,null,null,null,null,null,null,null,null,null,null,null,null,null,null,null,null,null,null,null,null,null,null,null,null,null,null,null,null,null,null,null,null,null,null,null,null,null,null,null,null,null,null,null,null,null,null,null,null,null,null,null,null,null,null,null,null,null,null,null,null,null,null,null,null,null,null,null,null,null,null,null,null,null,null,null,null,null,null,null,null,null,null,null,null,null,null,"выберите",null,"выберите",null,"выберите",null,null,"выберите"]
[null,null,null,null,null,null,null,null,null,null,null,null,null,null,null,null,null,null,null,null,null,null,null,null,null,null,null,null,null,null,null,null,null,null,null,null,null,null,null,null,null,null,null,null,null,null,null,null,null,null,null,null,null,null,null,null,null,null,null,null,null,null,null,null,null,null,null,null,null,null,null,null,null,null,null,null,null,null,null,null,null,null,null,null,null,null,null,null,null,null,null,null,null,null,null,null,null,null,null,null,null,null,null,null,null,null,null,null,null,null,null,null,null,null,null,null,null,null,null,null,null,null,null,null,null,null,null,null,null,null,null,null,null,null,null,null,null,null,null,null,null,null,null,null,null,null,null,null,null,null,null,null,null,null,null,null,null,null,null,null,null,null,null,null,null,null,null,null,null,null,null,null,null,null,null,null,null,null,null,null,null,null,null,null,null,null,null,null,null,null,null,null,null,null,null,null,null,null,null,null,null,null,null,null,null,null,null,null,null,null,null,null,null,null,null,null,null,null,null,null,null,null,null,null,null,null,null,null,null,null,null,null,null,null,null,null,null,null,null,null,null,null,null,null,null,null,null,null,null,null,null,null,null,null,null,null,null,null,null,null,null,null,null,null,null,null,null,null,null,null,null,null,null,null,null,null,null,null,null,null,null,null,null,null,null,null,null,null,null,null,null,null,null,null,null,null,null,0,null,"120/90",null,"Нет","STANDART",null,"максимальная"]
[null,"Необходимая тепловая мощность",null,null,null,null,null,null,null,null,null,null,null,null,null,null,null,null,null,null,null,null,null,null,null,null,null,null,null,null,null,null,null,null,null,null,null,null,null,null,null,null,null,null,null,null,null,null,null,null,null,null,null,null,null,null,null,null,null,null,null,"кВт",null,null,null,null,null,null,null,null,null,null,null,null,null,null,null,null,null,null,null,null,null,"Программа подбора водяных тепловентиляторов REVENTON",null,null,null,null,null,null,null,null,null,null,null,null,null,null,null,null,null,null,null,null,null,null,null,null,null,null,null,null,null,null,null,null,null,null,null,null,null,null,null,null,null,null,null,null,null,null,null,null,null,null,null,null,null,null,null,null,null,null,null,null,null,null,null,null,null,null,null,null,null,null,null,null,null,null,null,null,null,null,null,null,null,null,null,null,null,null,null,null,null,null,null,null,null,null,null,null,null,null,null,null,null,null,null,null,null,null,null,null,null,null,null,null,null,null,null,null,null,null,null,null,null,null,null,null,null,null,null,null,null,null,null,null,null,null,null,null,null,null,null,null,null,null,null,null,null,null,null,null,null,null,null,null,null,null,null,null,null,null,null,null,null,null,null,null,null,null,null,null,null,null,null,null,null,null,null,null,null,null,null,null,null,null,null,null,null,null,null,null,null,null,null,null,null,null,null,null,null,null,null,null,null,null,null,null,null,null,null,null,null,null,null,null,null,5,null,"90/70",null,"Да","FARMER",null,"средняя"]
[null,null,null,null,null,null,null,null,null,null,null,null,null,null,null,null,null,null,null,null,null,null,null,null,null,null,null,null,null,null,null,null,null,null,null,null,null,null,null,null,null,null,null,null,null,null,null,null,null,null,null,null,null,null,null,null,null,null,null,null,null,null,null,null,null,null,null,null,null,null,null,null,null,null,null,null,null,null,null,null,null,null,null,null,null,null,null,null,null,null,null,null,null,null,null,null,null,null,null,null,null,null,null,null,null,null,null,null,null,null,null,null,null,null,null,null,null,null,null,null,null,null,null,null,null,null,null,null,null,null,null,null,null,null,null,null,null,null,null,null,null,null,null,null,null,null,null,null,null,null,null,null,null,null,null,null,null,null,null,null,null,null,null,null,null,null,null,null,null,null,null,null,null,null,null,null,null,null,null,null,null,null,null,null,null,null,null,null,null,null,null,null,null,null,null,null,null,null,null,null,null,null,null,null,null,null,null,null,null,null,null,null,null,null,null,null,null,null,null,null,null,null,null,null,null,null,null,null,null,null,null,null,null,null,null,null,null,null,null,null,null,null,null,null,null,null,null,null,null,null,null,null,null,null,null,null,null,null,null,null,null,null,null,null,null,null,null,null,null,null,null,null,null,null,null,null,null,null,null,null,null,null,null,null,null,null,null,null,null,null,null,null,null,null,null,null,null,10,null,"80/60",null,null,null,null,"минимальная"]
[null,"Твоздуха в помещении (требуемая)",null,null,null,null,null,null,null,null,null,null,null,null,null,null,null,null,null,null,null,null,null,null,null,null,null,null,null,null,null,null,null,null,null,null,null,null,null,null,null,null,null,null,null,null,null,null,null,"выберите",null,null,null,null,null,null,null,null,null,null,null,null,null,null,"ºС",null,null,null,null,null,null,null,null,null,null,null,null,null,null,null,null,null,null,null,null,null,null,null,null,null,null,null,null,null,null,null,null,null,null,null,null,null,null,null,null,null,null,null,null,null,null,null,null,null,null,null,null,null,null,null,null,null,null,null,null,null,null,null,null,null,null,null,null,null,null,null,null,null,null,null,null,null,null,null,null,null,null,null,null,null,null,null,null,null,null,null,null,null,null,null,null,null,null,null,null,null,null,null,null,null,null,null,null,null,null,null,null,null,null,null,null,null,null,null,null,null,null,null,null,null,null,null,null,null,null,null,null,null,null,null,null,null,null,null,null,null,null,null,null,null,null,null,null,null,null,null,null,null,null,null,null,null,null,null,null,null,null,null,null,null,null,null,null,null,null,null,null,null,null,null,null,null,null,null,null,null,null,null,null,null,null,null,null,null,null,null,null,null,null,null,null,null,null,null,null,null,null,null,null,null,null,null,null,null,null,null,null,null,null,null,null,null,null,null,null,null,null,null,null,null,null,null,null,null,null,null,null,15,null,"70/50"]
[null,null,null,null,null,null,null,null,null,null,null,null,null,null,null,null,null,null,null,null,null,null,null,null,null,null,null,null,null,null,null,null,null,null,null,null,null,null,null,null,null,null,null,null,null,null,null,null,null,null,null,null,null,null,null,null,null,null,null,null,null,null,null,null,null,null,null,null,null,null,null,null,null,null,null,null,null,null,null,null,null,null,null,null,null,null,null,null,null,null,null,null,null,null,null,null,null,null,null,null,null,null,null,null,null,null,null,null,null,null,null,null,null,null,null,null,null,null,null,null,null,null,null,null,null,null,null,null,null,null,null,null,null,null,null,null,null,null,null,null,null,null,null,null,null,null,null,null,null,null,null,null,null,null,null,null,null,null,null,null,null,null,null,null,null,null,null,null,null,null,null,null,null,null,null,null,null,null,null,null,null,null,null,null,null,null,null,null,null,null,null,null,null,null,null,null,null,null,null,null,null,null,null,null,null,null,null,null,null,null,null,null,null,null,null,null,null,null,null,null,null,null,null,null,null,null,null,null,null,null,null,null,null,null,null,null,null,null,null,null,null,null,null,null,null,null,null,null,null,null,null,null,null,null,null,null,null,null,null,null,null,null,null,null,null,null,null,null,null,null,null,null,null,null,null,null,null,null,null,null,null,null,null,null,null,null,null,null,null,null,null,null,null,null,null,null,null,20,null,"50/30"]
[null,"Температура теплоносителя Т1/Т2",null,null,null,null,null,null,null,null,null,null,null,null,null,null,null,null,null,null,null,null,null,null,null,null,null,null,null,null,null,null,null,null,null,null,null,null,null,null,null,null,null,null,null,null,null,null,null,"выберите",null,null,null,null,null,null,null,null,null,null,null,null,null,null,"ºС",null,null,null,null,null,null,null,null,null,null,null,null,null,null,null,null,null,null,null,null,null,null,null,null,null,null,null,null,null,null,null,null,null,null,null,null,null,null,null,null,null,null,null,null,null,null,null,null,null,null,null,null,null,null,null,null,null,null,null,null,null,null,null,null,null,null,null,null,null,null,null,null,null,null,null,null,null,null,null,null,null,null,null,null,null,null,null,null,null,null,null,null,null,null,null,{"$f":"AX39","v":0}]
[]
[null,"Эксплуатация в агрессивной среде",null,null,null,null,null,null,null,null,null,null,null,null,null,null,null,null,null,null,null,null,null,null,null,null,null,null,null,null,null,null,null,null,null,null,null,null,null,null,null,null,null,null,null,null,null,null,null,"выберите",null,null,null,null,null,null,null,null,null,null,null,null,null,null,{"$f":"VLOOKUP(AX45,KP38:KQ39,2,0)","v":{"$error":"#N/A"}}]
[]
[null,"Скорость тепловентилятора",null,null,null,null,null,null,null,null,null,null,null,null,null,null,null,null,null,null,null,null,null,null,null,null,null,null,null,null,null,null,null,null,null,null,null,null,null,null,null,null,null,null,null,null,null,null,null,"выберите",null,null,null,null,null,null,null,null,null,null,null,null,null,null,null,null,null,null,null,null,null,null,null,null,null,null,null,null,"Построчно отображено количество тепловентиляторов с учётом их мощности"]
[]
[]
[]
[null,null,null,null,null,null,null,null,null,null,null,null,null,null,null,null,null,null,null,null,null,null,null,null,null,null,null,null,null,null,null,null,null,null,null,null,null,null,null,null,null,null,null,null,null,null,null,null,null,null,null,null,null,null,null,null,null,null,null,null,null,null,null,null,null,null,null,null,null,null,null,null,null,null,null,null,null,null,null,null,null,null,"Модель REVENTON",null,null,null,null,null,null,null,null,null,null,null,null,null,null,null,"Кол-во (шт)",null,null,null,null,null,null,null,"Розничная цена в руб с НДС",null,null,null,null,null,null,null,null,null,null,null,null,null,null,null,null,"Мощность агрегата (кВт)",null,null,null,null,null,null,null,null,null,null,null,null,"Дальность струи (м)",null,null,null,null,null,null,null,null,null,null,null,null,"Тем-ра воздуха на выходе (ºC)",null,null,null,null,null,null,null,null,null,null,null,null,"Расход воды (м³/ч)",null,null,null,null,null,null,null,null,null,null,null,null,"Гидрав. сопротивл. (кПа)",null,null,null,null,null,null,null,null,null,null,null,null,"Защита двигателя",null,null,null,null,null,null,null,null,null,null,null,null,"Уровень шума (дБ)",null,null,null,null,null,null,null,null,null,null,null,null,"Рядов теплообменника",null,null,null,null,null,null,null,null,null,null,null,null,"Расход воздуха (м³/ч)"]
[]
[null,null,null,null,null,null,null,null,null,null,null,null,null,null,null,null,null,null,null,null,null,null,null,null,null,null,null,null,null,null,null,null,null,null,null,null,null,null,null,null,null,null,null,null,null,null,null,null,null,null,null,null,null,null,null,null,null,null,null,null,null,null,null,null,null,null,null,null,null,null,null,null,null,null,null,null,null,null,null,null,null,null,{"$f":"Интерфейс!DO25","v":"HC20-3S"},null,null,null,null,null,null,null,null,null,null,null,null,null,null,null,{"$f":"Интерфейс!EK25","v":0},null,null,null,null,null,null,null,{"$f":"Интерфейс!FA25","v":0},null,null,null,null,null,null,null,null,null,null,null,null,null,null,null,null,{"$f":"Интерфейс!GE25","v":0},null,null,null,null,null,null,null,null,null,null,null,null,{"$f":"Интерфейс!GF25","v":{"$error":"#N/A"}},null,null,null,null,null,null,null,null,null,null,null,null,{"$f":"Интерфейс!GG25","v":{"$error":"#N/A"}},null,null,null,null,null,null,null,null,null,null,null,null,{"$f":"Интерфейс!GH25","v":{"$error":"#N/A"}},null,null,null,null,null,null,null,null,null,null,null,null,{"$f":"Интерфейс!GI25","v":{"$error":"#N/A"}},null,null,null,null,null,null,null,null,null,null,null,null,{"$f":"Интерфейс!GJ25","v":"IP 54"},null,null,null,null,null,null,null,null,null,null,null,null,{"$f":"Интерфейс!GK25","v":{"$error":"#N/A"}},null,null,null,null,null,null,null,null,null,null,null,null,{"$f":"Интерфейс!GL25","v":"один"},null,null,null,null,null,null,null,null,null,null,null,null,{"$f":"Интерфейс!GM25","v":{"$error":"#N/A"}}]
[]
[null,null,null,null,null,null,null,null,null,null,null,null,null,null,null,null,null,null,null,null,null,null,null,null,null,null,null,null,null,null,null,null,null,null,null,null,null,null,null,null,null,null,null,null,null,null,null,null,null,null,null,null,null,null,null,null,null,null,null,null,null,null,null,null,null,null,null,null,null,null,null,null,null,null,null,null,null,null,null,null,null,null,{"$f":"Интерфейс!DO27","v":"HC30-3S"},null,null,null,null,null,null,null,null,null,null,null,null,null,null,null,{"$f":"Интерфейс!EK27","v":0},null,null,null,null,null,null,null,{"$f":"Интерфейс!FA27","v":0},null,null,null,null,null,null,null,null,null,null,null,null,null,null,null,null,{"$f":"Интерфейс!GE27","v":0},null,null,null,null,null,null,null,null,null,null,null,null,{"$f":"Интерфейс!GF27","v":{"$error":"#N/A"}},null,null,null,null,null,null,null,null,null,null,null,null,{"$f":"Интерфейс!GG27","v":{"$error":"#N/A"}},null,null,null,null,null,null,null,null,null,null,null,null,{"$f":"Интерфейс!GH27","v":{"$error":"#N/A"}},null,null,null,null,null,null,null,null,null,null,null,null,{"$f":"Интерфейс!GI27","v":{"$error":"#N/A"}},null,null,null,null,null,null,null,null,null,null,null,null,{"$f":"Интерфейс!GJ27","v":"IP 54"},null,null,null,null,null,null,null,null,null,null,null,null,{"$f":"Интерфейс!GK27","v":{"$error":"#N/A"}},null,null,null,null,null,null,null,null,null,null,null,null,{"$f":"Интерфейс!GL27","v":"один"},null,null,null,null,null,null,null,null,null,null,null,null,{"$f":"Интерфейс!GM27","v":{"$error":"#N/A"}}]
[]
[null,null,null,null,null,null,null,null,null,null,null,null,null,null,null,null,null,null,null,null,null,null,null,null,null,null,null,null,null,null,null,null,null,null,null,null,null,null,null,null,null,null,null,null,null,null,null,null,null,null,null,null,null,null,null,null,null,null,null,null,null,null,null,null,null,null,null,null,null,null,null,null,null,null,null,null,null,null,null,null,null,null,{"$f":"Интерфейс!DO30","v":"HC35-3S"},null,null,null,null,null,null,null,null,null,null,null,null,null,null,null,{"$f":"Интерфейс!EK30","v":0},null,null,null,null,null,null,null,{"$f":"Интерфейс!FA30","v":0},null,null,null,null,null,null,null,null,null,null,null,null,null,null,null,null,{"$f":"Интерфейс!GE30","v":0},null,null,null,null,null,null,null,null,null,null,null,null,{"$f":"Интерфейс!GF30","v":{"$error":"#N/A"}},null,null,null,null,null,null,null,null,null,null,null,null,{"$f":"Интерфейс!GG30","v":{"$error":"#N/A"}},null,null,null,null,null,null,null,null,null,null,null,null,{"$f":"Интерфейс!GH30","v":{"$error":"#N/A"}},null,null,null,null,null,null,null,null,null,null,null,null,{"$f":"Интерфейс!GI30","v":{"$error":"#N/A"}},null,null,null,null,null,null,null,null,null,null,null,null,{"$f":"Интерфейс!GJ30","v":"IP 54"},null,null,null,null,null,null,null,null,null,null,null,null,{"$f":"Интерфейс!GK30","v":{"$error":"#N/A"}},null,null,null,null,null,null,null,null,null,null,null,null,{"$f":"Интерфейс!GL30","v":"два"},null,null,null,null,null,null,null,null,null,null,null,null,{"$f":"Интерфейс!GM30","v":{"$error":"#N/A"}}]
[]
[null,null,null,null,null,null,null,null,null,null,null,null,null,null,null,null,null,null,null,null,null,null,null,null,null,null,null,null,null,null,null,null,null,null,null,null,null,null,null,null,null,null,null,null,null,null,null,null,null,null,null,null,null,null,null,null,null,null,null,null,null,null,null,null,null,null,null,null,null,null,null,null,null,null,null,null,null,null,null,null,null,null,{"$f":"Интерфейс!DO32","v":"HC45-3S"},null,null,null,null,null,null,null,null,null,null,null,null,null,null,null,{"$f":"Интерфейс!EK32","v":0},null,null,null,null,null,null,null,{"$f":"Интерфейс!FA32","v":0},null,null,null,null,null,null,null,null,null,null,null,null,null,null,null,null,{"$f":"Интерфейс!GE32","v":0},null,null,null,null,null,null,null,null,null,null,null,null,{"$f":"Интерфейс!GF32","v":{"$error":"#N/A"}},null,null,null,null,null,null,null,null,null,null,null,null,{"$f":"Интерфейс!GG32","v":{"$error":"#N/A"}},null,null,null,null,null,null,null,null,null,null,null,null,{"$f":"Интерфейс!GH32","v":{"$error":"#N/A"}},null,null,null,null,null,null,null,null,null,null,null,null,{"$f":"Интерфейс!GI32","v":{"$error":"#N/A"}},null,null,null,null,null,null,null,null,null,null,null,null,{"$f":"Интерфейс!GJ32","v":"IP 54"},null,null,null,null,null,null,null,null,null,null,null,null,{"$f":"Интерфейс!GK32","v":{"$error":"#N/A"}},null,null,null,null,null,null,null,null,null,null,null,null,{"$f":"Интерфейс!GL32","v":"два"},null,null,null,null,null,null,null,null,null,null,null,null,{"$f":"Интерфейс!GM32","v":{"$error":"#N/A"}}]
[]
[null,null,null,null,null,null,null,null,null,null,null,null,null,null,null,null,null,null,null,null,null,null,null,null,null,null,null,null,null,null,null,null,null,null,null,null,null,null,null,null,null,null,null,null,null,null,null,null,null,null,null,null,null,null,null,null,null,null,null,null,null,null,null,null,null,null,null,null,null,null,null,null,null,null,null,null,null,null,null,null,null,null,{"$f":"Интерфейс!DO34","v":"HC50-3S"},null,null,null,null,null,null,null,null,null,null,null,null,null,null,null,{"$f":"Интерфейс!EK34","v":0},null,null,null,null,null,null,null,{"$f":"Интерфейс!FA34","v":0},null,null,null,null,null,null,null,null,null,null,null,null,null,null,null,null,{"$f":"Интерфейс!GE34","v":0},null,null,null,null,null,null,null,null,null,null,null,null,{"$f":"Интерфейс!GF34","v":{"$error":"#N/A"}},null,null,null,null,null,null,null,null,null,null,null,null,{"$f":"Интерфейс!GG34","v":{"$error":"#N/A"}},null,null,null,null,null,null,null,null,null,null,null,null,{"$f":"Интерфейс!GH34","v":{"$error":"#N/A"}},null,null,null,null,null,null,null,null,null,null,null,null,{"$f":"Интерфейс!GI34","v":{"$error":"#N/A"}},null,null,null,null,null,null,null,null,null,null,null,null,{"$f":"Интерфейс!GJ34","v":"IP 54"},null,null,null,null,null,null,null,null,null,null,null,null,{"$f":"Интерфейс!GK34","v":{"$error":"#N/A"}},null,null,null,null,null,null,null,null,null,null,null,null,{"$f":"Интерфейс!GL34","v":"два"},null,null,null,null,null,null,null,null,null,null,null,null,{"$f":"Интерфейс!GM34","v":{"$error":"#N/A"}}]
[]
[null,null,null,null,null,null,null,null,null,null,null,null,null,null,null,null,null,null,null,null,null,null,null,null,null,null,null,null,null,null,null,null,null,null,null,null,null,null,null,null,null,null,null,null,null,null,null,null,null,null,null,null,null,null,null,null,null,null,null,null,null,null,null,null,null,null,null,null,null,null,null,null,null,null,null,null,null,null,null,null,null,null,{"$f":"Интерфейс!DO37","v":"HC70-3S"},null,null,null,null,null,null,null,null,null,null,null,null,null,null,null,{"$f":"Интерфейс!EK37","v":0},null,null,null,null,null,null,null,{"$f":"Интерфейс!FA37","v":0},null,null,null,null,null,null,null,null,null,null,null,null,null,null,null,null,{"$f":"Интерфейс!GE37","v":0},null,null,null,null,null,null,null,null,null,null,null,null,{"$f":"Интерфейс!GF37","v":{"$error":"#N/A"}},null,null,null,null,null,null,null,null,null,null,null,null,{"$f":"Интерфейс!GG37","v":{"$error":"#N/A"}},null,null,null,null,null,null,null,null,null,null,null,null,{"$f":"Интерфейс!GH37","v":{"$error":"#N/A"}},null,null,null,null,null,null,null,null,null,null,null,null,{"$f":"Интерфейс!GI37","v":{"$error":"#N/A"}},null,null,null,null,null,null,null,null,null,null,null,null,{"$f":"Интерфейс!GJ37","v":"IP 54"},null,null,null,null,null,null,null,null,null,null,null,null,{"$f":"Интерфейс!GK37","v":{"$error":"#N/A"}},null,null,null,null,null,null,null,null,null,null,null,null,{"$f":"Интерфейс!GL37","v":"три"},null,null,null,null,null,null,null,null,null,null,null,null,{"$f":"Интерфейс!GM37","v":{"$error":"#N/A"}}]
[]
[null,null,null,null,null,null,null,null,null,null,null,null,null,null,null,null,null,null,null,null,null,null,null,null,null,null,null,null,null,null,null,null,null,null,null,null,null,null,null,null,null,null,null,null,null,null,null,null,null,null,null,null,null,null,null,null,null,null,null,null,null,null,null,null,null,null,null,null,null,null,null,null,null,null,null,null,null,null,null,null,null,null,{"$f":"Интерфейс!DO39","v":"HCF IP54"},null,null,null,null,null,null,null,null,null,null,null,null,null,null,null,{"$f":"Интерфейс!EK39","v":{"$error":"#N/A"}},null,null,null,null,null,null,null,{"$f":"Интерфейс!FA39","v":{"$error":"#N/A"}},null,null,null,null,null,null,null,null,null,null,null,null,null,null,null,null,{"$f":"Интерфейс!GE39","v":{"$error":"#N/A"}},null,null,null,null,null,null,null,null,null,null,null,null,{"$f":"Интерфейс!GF39","v":{"$error":"#N/A"}},null,null,null,null,null,null,null,null,null,null,null,null,{"$f":"Интерфейс!GG39","v":{"$error":"#N/A"}},null,null,null,null,null,null,null,null,null,null,null,null,{"$f":"Интерфейс!GH39","v":{"$error":"#N/A"}},null,null,null,null,null,null,null,null,null,null,null,null,{"$f":"Интерфейс!GI39","v":{"$error":"#N/A"}},null,null,null,null,null,null,null,null,null,null,null,null,{"$f":"Интерфейс!GJ39","v":"IP 54"},null,null,null,null,null,null,null,null,null,null,null,null,{"$f":"Интерфейс!GK39","v":{"$error":"#N/A"}},null,null,null,null,null,null,null,null,null,null,null,null,{"$f":"Интерфейс!GL39","v":"два"},null,null,null,null,null,null,null,null,null,null,null,null,{"$f":"Интерфейс!GM39","v":{"$error":"#N/A"}}]
[]
[null,null,null,null,null,null,null,null,null,null,null,null,null,null,null,null,null,null,null,null,null,null,null,null,null,null,null,null,null,null,null,null,null,null,null,null,null,null,null,null,null,null,null,null,null,null,null,null,null,null,null,null,null,null,null,null,null,null,null,null,null,null,null,null,null,null,null,null,null,null,null,null,null,null,null,null,null,null,null,null,null,null,{"$f":"Интерфейс!DO41","v":"HCF IP65"},null,null,null,null,null,null,null,null,null,null,null,null,null,null,null,{"$f":"Интерфейс!EK41","v":{"$error":"#N/A"}},null,null,null,null,null,null,null,{"$f":"Интерфейс!FA41","v":{"$error":"#N/A"}},null,null,null,null,null,null,null,null,null,null,null,null,null,null,null,null,{"$f":"Интерфейс!GE41","v":{"$error":"#N/A"}},null,null,null,null,null,null,null,null,null,null,null,null,{"$f":"Интерфейс!GF41","v":{"$error":"#N/A"}},null,null,null,null,null,null,null,null,null,null,null,null,{"$f":"Интерфейс!GG41","v":{"$error":"#N/A"}},null,null,null,null,null,null,null,null,null,null,null,null,{"$f":"Интерфейс!GH41","v":{"$error":"#N/A"}},null,null,null,null,null,null,null,null,null,null,null,null,{"$f":"Интерфейс!GI41","v":{"$error":"#N/A"}},null,null,null,null,null,null,null,null,null,null,null,null,{"$f":"Интерфейс!GJ41","v":"IP 65"},null,null,null,null,null,null,null,null,null,null,null,null,{"$f":"Интерфейс!GK41","v":{"$error":"#N/A"}},null,null,null,null,null,null,null,null,null,null,null,null,{"$f":"Интерфейс!GL41","v":"два"},null,null,null,null,null,null,null,null,null,null,null,null,{"$f":"Интерфейс!GM41","v":{"$error":"#N/A"}}]

{"sheet":"Печать","index":2,"n_rows":68,"n_cols":234,"rows_kept":68,"cut":false,"hidden":true,"merged":[[37,212,37,219],[37,156,37,210],[39,212,39,219],[29,150,29,156],[29,187,29,194],[29,225,29,232],[63,214,63,225],[37,64,37,76],[67,227,67,238],[67,149,67,160],[67,162,67,173],[67,175,67,186],[67,188,67,199],[67,201,67,212],[67,214,67,225],[65,188,65,199],[65,201,65,212],[65,214,65,225],[65,227,65,238],[63,227,63,238],[65,63,65,77],[65,82,65,95],[65,98,65,103],[65,106,65,120],[65,123,65,134],[61,149,61,160],[61,162,61,173],[61,175,61,186],[61,188,61,199],[61,201,61,212],[67,63,67,77],[67,82,67,95],[67,98,67,103],[67,106,67,120],[67,123,67,134],[67,136,67,147],[65,149,65,160],[65,162,65,173],[65,175,65,186],[63,149,63,160],[63,162,63,173],[63,175,63,186],[63,188,63,199],[63,201,63,212],[65,136,65,147],[63,1,63,21],[63,23,63,60],[63,63,63,77],[63,82,63,95],[63,98,63,103],[63,106,63,120],[63,123,63,134],[63,136,63,147],[61,136,61,147],[59,201,59,212],[59,214,59,225],[59,227,59,238],[61,1,61,21],[61,23,61,60],[61,63,61,77],[61,82,61,95],[61,98,61,103],[61,106,61,120],[61,123,61,134],[59,123,59,134],[59,136,59,147],[59,149,59,160],[59,162,59,173],[59,175,59,186],[59,188,59,199],[59,1,59,21],[59,23,59,60],[59,63,59,77],[59,82,59,95],[59,98,59,103],[59,106,59,120],[61,214,61,225],[61,227,61,238],[57,162,57,173],[57,175,57,186],[57,188,57,199],[57,201,57,212],[57,214,57,225],[57,227,57,238],[55,201,55,212],[55,214,55,225],[55,227,55,238],[55,162,55,173],[55,175,55,186],[55,188,55,199],[57,63,57,77],[57,82,57,95],[57,98,57,103],[57,106,57,120],[57,123,57,134],[57,136,57,147],[57,149,57,160],[55,123,55,134],[55,136,55,147],[55,149,55,160],[55,1,55,21],[55,23,55,60],[55,63,55,77],[55,82,55,95],[55,98,55,103],[55,106,55,120],[53,106,53,120],[53,123,53,134],[53,136,53,147],[51,227,51,238],[53,1,53,21],[53,23,53,60],[53,63,53,77],[53,82,53,95],[53,98,53,103],[53,188,53,199],[53,201,53,212],[53,214,53,225],[53,227,53,238],[53,149,53,160],[53,162,53,173],[53,175,53,186],[51,82,51,95],[51,98,51,103],[51,106,51,120],[51,123,51,134],[51,136,51,147],[51,149,51,160],[51,162,51,173],[51,188,51,199],[45,1,45,47],[45,49,45,57],[45,82,45,117],[45,124,45,138],[47,1,47,48],[47,49,47,65],[51,1,51,21],[51,23,51,60],[51,175,51,186],[47,100,49,225],[51,201,51,212],[51,214,51,225],[41,180,41,211],[41,212,41,219],[43,1,43,46],[43,49,43,57],[43,82,43,158],[43,160,43,167],[41,1,41,48],[41,49,41,57],[41,58,41,66],[41,67,41,75],[41,82,41,158],[41,160,41,167],[43,180,43,211],[43,212,43,219],[37,1,37,34],[37,49,37,57],[37,82,37,116],[37,124,37,131],[39,49,39,57],[33,1,33,25],[33,26,33,77],[33,82,33,140],[39,1,39,48],[39,64,39,76],[21,188,21,231],[23,1,23,46],[23,49,23,57],[23,82,23,140],[23,141,23,149],[23,188,23,213],[33,141,33,149],[35,82,35,140],[35,141,35,149],[23,215,23,223],[27,1,27,47],[27,49,27,57],[27,188,27,213],[27,215,27,223],[31,1,31,15],[31,19,31,32],[31,49,31,57],[23,64,23,76],[27,64,27,76],[25,82,25,140],[25,141,25,149],[27,82,27,140],[27,141,27,149],[29,105,29,112],[19,1,19,48],[19,49,19,77],[19,82,19,183],[14,1,14,41],[14,49,14,57],[14,82,14,140],[14,141,14,149],[21,1,21,46],[21,49,21,57],[21,82,21,140],[21,141,21,149],[1,1,1,26],[1,28,1,36],[1,82,1,233],[3,1,3,26],[3,28,3,36],[3,82,3,136],[3,141,3,149],[14,188,14,213],[14,215,14,223],[10,1,10,19],[10,21,10,57],[10,82,10,183],[10,188,10,231],[12,1,12,41],[12,49,12,57],[12,82,12,140],[12,141,12,149],[12,188,12,213],[12,215,12,223],[7,64,7,76],[16,215,16,223],[5,1,5,9],[5,11,5,57],[5,82,5,127],[5,141,5,149],[7,1,7,47],[7,49,7,57],[7,82,7,140],[7,141,7,149],[16,1,16,48],[16,49,16,57],[16,82,16,140],[16,141,16,149],[12,64,12,76],[14,64,14,76]]}
[]
[null,"Отапливаемая площадь",null,null,null,null,null,null,null,null,null,null,null,null,null,null,null,null,null,null,null,null,null,null,null,null,null,null,{"$f":"Главный!AC2","v":0},null,null,null,null,null,null,null,null,"м²",null,null,null,null,null,null,null,null,null,null,null," (от 50 до 5 000 м²)",null,null,null,null,null,null,null,null,null,null,null,null,null,null,null,null,null,null,null,null,null,null,null,null,null,null,null,null,null,null,null,null,"Данные на основании (СП 131.13330.2012) \"Строительная климатология актуализированная версия СНиП 23-01-99\""]
[]
[null,"Высота стены / потолка",null,null,null,null,null,null,null,null,null,null,null,null,null,null,null,null,null,null,null,null,null,null,null,null,null,null,{"$f":"Главный!AC4","v":0},null,null,null,null,null,null,null,null,"м",null,null,null,null,null,null,null,null,null,null,null,null,null,null,null,null,null,null,null,null,null,null,null,null,null,null,null,null,null,null,null,null,null,null,null,null,null,null,null,null,null,null,null,null,"Продолжительность отопительного сезона",null,null,null,null,null,null,null,null,null,null,null,null,null,null,null,null,null,null,null,null,null,null,null,null,null,null,null,null,null,null,null,null,null,null,null,null,null,null,null,null,null,null,null,null,null,null,null,null,null,null,null,null,null,null,null,null,null,null,{"$f":"Главный!EL4","v":0},null,null,null,null,null,null,null,null,"суток",null,null,null,null,null,null,"таблица 3.1  (для периода со сред. сут. температ. воздуха ≤8ºС)"]
[]
[null,"Город",null,null,null,null,null,null,null,null,null,{"$f":"Главный!L6","v":"выберите"},null,null,null,null,null,null,null,null,null,null,null,null,null,null,null,null,null,null,null,null,null,null,null,null,null,null,null,null,null,null,null,null,null,null,null,null,null,null,null,null,null,null,null,null,null,null,null,null,null,null,null,null,{"$f":"Главный!BM6","v":0},null,null,null,null,null,null,null,null,null,null,null,null,null,null,null,null,null,"Температура холодной пятидневки",null,null,null,null,null,null,null,null,null,null,null,null,null,null,null,null,null,null,null,null,null,null,null,null,null,null,null,null,null,null,null,null,null,null,null,null,null,null,null,null,null,null,null,null,null,null,null,null,null,null,null,null,null,null,null,null,null,null,{"$f":"Главный!EL6","v":0},null,null,null,null,null,null,null,null,"°С",null,null,null,null,null,null,"таблица 3.1  (обеспеченностью 0,92)"]
[]
[null,"Твоздуха в помещении (требуемая)",null,null,null,null,null,null,null,null,null,null,null,null,null,null,null,null,null,null,null,null,null,null,null,null,null,null,null,null,null,null,null,null,null,null,null,null,null,null,null,null,null,null,null,null,null,null,null,{"$f":"Главный!AX8","v":"выберите"},null,null,null,null,null,null,null,null,"ºС",null,null,null,null,null,{"$f":"Главный!BM8","v":0},null,null,null,null,null,null,null,null,null,null,null,null,{"$f":"Главный!BZ8","v":"°С"},null,null,null,null,"Средняя температура за отопительный сезон",null,null,null,null,null,null,null,null,null,null,null,null,null,null,null,null,null,null,null,null,null,null,null,null,null,null,null,null,null,null,null,null,null,null,null,null,null,null,null,null,null,null,null,null,null,null,null,null,null,null,null,null,null,null,null,null,null,null,{"$f":"Главный!EL8","v":0},null,null,null,null,null,null,null,null,"°С",null,null,null,null,null,null,"таблица 3.1  (для периода со сред. сут. температ. воздуха ≤8ºС)"]
[]
[]
[null,"Стены здания",null,null,null,null,null,null,null,null,null,null,null,null,null,null,null,null,null,null,null,{"$f":"Главный!V11","v":"выберите"},null,null,null,null,null,null,null,null,null,null,null,null,null,null,null,null,null,null,null,null,null,null,null,null,null,null,null,null,null,null,null,null,null,null,null,null,null,null,null,null,null,null,{"$f":"Главный!BM11","v":0},null,null,null,null,null,null,null,null,null,null,null,null,null,null,null,null,null,"Расчёт на основании (СП 23-101-2004) \"Проектирование тепловой защиты зданий\"",null,null,null,null,null,null,null,null,null,null,null,null,null,null,null,null,null,null,null,null,null,null,null,null,null,null,null,null,null,null,null,null,null,null,null,null,null,null,null,null,null,null,null,null,null,null,null,null,null,null,null,null,null,null,null,null,null,null,null,null,null,null,null,null,null,null,null,null,null,null,null,null,null,null,null,null,null,null,null,null,null,null,null,null,null,null,null,null,null,null,null,null,null,null,null,null,null,null,null,null,null,null,null,null,null,"Коэффициент теплопроводности  "]
[]
[null,{"$f":"Главный!B13","v":0},null,null,null,null,null,null,null,null,null,null,null,null,null,null,null,null,null,null,null,null,null,null,null,null,null,null,null,null,null,null,null,null,null,null,null,null,null,null,null,null,null,null,null,null,null,null,null,{"$f":"Главный!AX13","v":"выберите"},null,null,null,null,null,null,null,null,"мм",null,null,null,null,{"$f":"Главный!BL13","v":0},{"$f":"Главный!BM13","v":0},null,null,null,null,null,null,null,null,null,null,null,null,{"$f":"Главный!BZ13","v":0},null,null,null,null,{"$f":"Главный!CE13","v":0},null,null,null,null,null,null,null,null,null,null,null,null,null,null,null,null,null,null,null,null,null,null,null,null,null,null,null,null,null,null,null,null,null,null,null,null,null,null,null,null,null,null,null,null,null,null,null,null,null,null,null,null,null,null,null,null,null,null,{"$f":"Главный!EL13","v":0},null,null,null,null,null,null,null,null,"м² • °С/Вт",null,null,null,null,null,null,null,null,null,null,null,null,null,null,null,null,null,null,null,null,null,null,null,null,null,null,null,null,null,null,null,null,null,null,null,null,null,{"$f":"V11","v":"выберите"},null,null,null,null,null,null,null,null,null,null,null,null,null,null,null,null,null,null,null,null,null,null,null,null,null,null,{"$f":"Главный!HH13","v":0},null,null,null,null,null,null,null,null,"Вт/м ºС"]
[]
[null,{"$f":"Главный!B15","v":0},null,null,null,null,null,null,null,null,null,null,null,null,null,null,null,null,null,null,null,null,null,null,null,null,null,null,null,null,null,null,null,null,null,null,null,null,null,null,null,null,null,null,null,null,null,null,null,{"$f":"Главный!AX15","v":"выберите"},null,null,null,null,null,null,null,null,"мм",null,null,null,null,{"$f":"Главный!BL15","v":0},{"$f":"Главный!BM15","v":0},null,null,null,null,null,null,null,null,null,null,null,null,{"$f":"Главный!BZ15","v":0},null,null,null,null,"Нормируемое сопротивление теплопередаче",null,null,null,null,null,null,null,null,null,null,null,null,null,null,null,null,null,null,null,null,null,null,null,null,null,null,null,null,null,null,null,null,null,null,null,null,null,null,null,null,null,null,null,null,null,null,null,null,null,null,null,null,null,null,null,null,null,null,{"$f":"Главный!EL15","v":0},null,null,null,null,null,null,null,null,"м² • °С/Вт",null,null,null,null,null,null,null,null,null,null,null,null,null,null,null,null,null,null,null,null,null,null,null,null,null,null,null,null,null,null,null,null,null,null,null,null,null,{"$f":"Главный!GE15","v":0},null,null,null,null,null,null,null,null,null,null,null,null,null,null,null,null,null,null,null,null,null,null,null,null,null,null,{"$f":"Главный!HH15","v":0},null,null,null,null,null,null,null,null,"Вт/м ºС"]
[]
[null,"Принятый коэфф. однородности ( r )",null,null,null,null,null,null,null,null,null,null,null,null,null,null,null,null,null,null,null,null,null,null,null,null,null,null,null,null,null,null,null,null,null,null,null,null,null,null,null,null,null,null,null,null,null,null,null,{"$f":"Главный!AX17","v":"выберите"},null,null,null,null,null,null,null,null,null,null,null,null,null,null,null,null,null,null,null,null,null,null,null,null,null,null,null,null,null,null,null,null,{"$f":"Главный!CE17","v":0},null,null,null,null,null,null,null,null,null,null,null,null,null,null,null,null,null,null,null,null,null,null,null,null,null,null,null,null,null,null,null,null,null,null,null,null,null,null,null,null,null,null,null,null,null,null,null,null,null,null,null,null,null,null,null,null,null,null,{"$f":"Главный!EL17","v":0},null,null,null,null,null,null,null,null,{"$f":"Главный!EU17","v":0},null,null,null,null,null,null,null,null,null,null,null,null,null,null,null,{"$f":"Главный!FB17","v":0},null,{"$f":"Главный!FJ17","v":0},null,null,null,null,null,null,null,null,null,null,null,null,null,null,null,null,null,null,null,null,null,null,null,null,null,null,null,null,null,null,null,null,null,null,null,null,null,null,null,null,null,null,null,null,null,null,{"$f":"Главный!HH17","v":0}]
[]
[]
[null,"Выберите тип стропильной системы",null,null,null,null,null,null,null,null,null,null,null,null,null,null,null,null,null,null,null,null,null,null,null,null,null,null,null,null,null,null,null,null,null,null,null,null,null,null,null,null,null,null,null,null,null,null,null,{"$f":"Главный!AX20","v":"выберите"},null,null,null,null,null,null,null,null,null,null,null,null,null,null,null,null,null,null,null,null,null,null,null,null,null,null,null,null,null,null,null,null,"Расчёт на основании (СП 23-101-2004) \"Проектирование тепловой защиты зданий\"        "]
[]
[null,"Выберите угол наклона кровли",null,null,null,null,null,null,null,null,null,null,null,null,null,null,null,null,null,null,null,null,null,null,null,null,null,null,null,null,null,null,null,null,null,null,null,null,null,null,null,null,null,null,null,null,null,null,null,{"$f":"Главный!AX22","v":"выберите"},null,null,null,null,null,null,null,null,"º",null,null,null,null,null,{"$f":"Главный!BM22","v":0},null,null,null,null,null,null,null,null,null,null,null,null,null,null,null,null,null,{"$f":"Главный!CE22","v":0},null,null,null,null,null,null,null,null,null,null,null,null,null,null,null,null,null,null,null,null,null,null,null,null,null,null,null,null,null,null,null,null,null,null,null,null,null,null,null,null,null,null,null,null,null,null,null,null,null,null,null,null,null,null,null,null,null,null,{"$f":"Главный!EL22","v":0},null,null,null,null,null,null,null,null,"м² • °С/Вт",null,null,null,null,null,null,null,null,null,null,null,null,null,null,null,null,null,null,null,null,null,null,null,null,null,null,null,null,null,null,null,null,null,null,null,null,null,"Коэффициент теплопроводности  "]
[]
[null,{"$f":"Главный!B24","v":0},null,null,null,null,null,null,null,null,null,null,null,null,null,null,null,null,null,null,null,null,null,null,null,null,null,null,null,null,null,null,null,null,null,null,null,null,null,null,null,null,null,null,null,null,null,null,null,{"$f":"Главный!AX24","v":"выберите"},null,null,null,null,null,null,null,null,"мм",null,null,null,null,{"$f":"Главный!BL24","v":0},{"$f":"Главный!BM24","v":0},null,null,null,null,null,null,null,null,null,null,null,null,{"$f":"Главный!BZ24","v":0},null,null,null,null,"Нормируемое сопротивление теплопередаче",null,null,null,null,null,null,null,null,null,null,null,null,null,null,null,null,null,null,null,null,null,null,null,null,null,null,null,null,null,null,null,null,null,null,null,null,null,null,null,null,null,null,null,null,null,null,null,null,null,null,null,null,null,null,null,null,null,null,{"$f":"Главный!EL24","v":0},null,null,null,null,null,null,null,null,"м² • °С/Вт",null,null,null,null,null,null,null,null,null,null,null,null,null,null,null,null,null,null,null,null,null,null,null,null,null,null,null,null,null,null,null,null,null,null,null,null,null,{"$f":"Главный!GF24","v":0},null,null,null,null,null,null,null,null,null,null,null,null,null,null,null,null,null,null,null,null,null,null,null,null,null,null,{"$f":"Главный!HH24","v":0},null,null,null,null,null,null,null,null,"Вт/м ºС"]
[]
[null,null,null,null,null,null,null,null,null,null,null,null,null,null,null,null,null,null,null,null,null,null,null,null,null,null,null,null,null,null,null,null,null,null,null,null,null,null,null,null,null,null,null,null,null,null,null,null,null,null,null,null,null,null,null,null,null,null,null,null,null,null,null,null,{"$f":"Главный!BM26","v":0},null,null,null,null,null,null,null,null,null,null,null,null,null,null,null,null,null,{"$f":"Главный!CE26","v":0},null,null,null,null,null,null,null,null,null,null,null,null,null,null,null,null,null,null,null,null,null,null,null,null,null,null,null,null,null,null,null,null,null,null,null,null,null,null,null,null,null,null,null,null,null,null,null,null,null,null,null,null,null,null,null,null,null,null,{"$f":"Главный!EL26","v":0},null,null,null,null,null,null,null,null,{"$f":"Главный!EU26","v":0},null,null,null,null,null,null,null,null,null,null,null,null,null,null,{"$f":"Главный!FB26","v":0}]
[]
[null,"Толщина теплоизолции фундамента",null,null,null,null,null,null,null,null,null,null,null,null,null,null,null,null,null,null,null,null,null,null,null,null,null,null,null,null,null,null,null,null,null,null,null,null,null,null,null,null,null,null,null,null,null,null,null,{"$f":"Главный!AX28","v":"выберите"},null,null,null,null,null,null,null,null,"мм",null,null,null,null,{"$f":"Главный!BL28","v":0},{"$f":"Главный!BM28","v":0},null,null,null,null,null,null,null,null,null,null,null,null,{"$f":"Главный!BZ28","v":0},null,null,null,null,{"$f":"Главный!CE28","v":0},null,null,null,null,null,null,null,null,null,null,null,null,null,null,null,null,null,null,null,null,null,null,null,null,null,null,null,null,null,null,null,null,null,null,null,null,null,null,null,null,null,null,null,null,null,null,null,null,null,null,null,null,null,null,null,null,null,null,{"$f":"Главный!EL28","v":0},null,null,null,null,null,null,null,null,{"$f":"Главный!EU28","v":0},null,null,null,null,null,null,null,null,null,null,null,null,null,null,null,null,null,null,null,null,null,null,null,null,null,null,null,null,null,null,null,null,null,null,null,null,null,{"$f":"Главный!GF28","v":0},null,null,null,null,null,null,null,null,null,null,null,null,null,null,null,null,null,null,null,null,null,null,null,null,null,null,{"$f":"Главный!HH28","v":0},null,null,null,null,null,null,null,null,"Вт/м ºС"]
[]
[null,null,null,null,null,null,null,null,null,null,null,null,null,null,null,null,null,null,null,null,null,null,null,null,null,null,null,null,null,null,null,null,null,null,null,null,null,null,null,null,null,null,null,null,null,null,null,null,null,null,null,null,null,null,null,null,null,null,null,null,null,null,null,null,null,null,null,null,null,null,null,null,null,null,null,null,null,null,null,null,null,null,{"$f":"Главный!CE29","v":0},null,null,null,null,null,null,null,null,null,null,null,null,null,null,null,null,null,null,null,null,null,null,{"$f":"Главный!DC29","v":0},null,null,null,null,null,null,null,{"$f":"Главный!DI29","v":0},null,null,null,null,null,null,null,null,null,null,null,null,null,null,{"$f":"Главный!DY29","v":0},null,null,null,null,null,null,null,null,null,null,null,null,null,null,null,null,null,null,null,null,null,{"$f":"Главный!EV29","v":0},null,null,null,null,null,null,{"$f":"Главный!FB29","v":0},null,null,null,null,null,null,null,null,null,{"$f":"Главный!FJ29","v":0},null,null,null,null,null,null,null,null,null,null,null,null,null,null,null,null,null,null,null,{"$f":"Главный!GF29","v":0},null,null,null,null,null,null,null,{"$f":"Главный!GO29","v":0},null,null,null,null,null,null,{"$f":"Главный!GU29","v":0},null,null,null,null,null,null,null,null,null,null,null,null,null,null,null,null,null,null,null,null,null,null,{"$f":"Главный!HO29","v":0},null,null,null,null,null,null,null,{"$f":"Главный!HY29","v":0}]
[]
[null,"Остекление",null,null,null,null,null,null,null,null,null,null,null,null,null,null,null,null,null,{"$f":"Главный!T31","v":"выберите"},null,null,null,null,null,null,null,null,null,null,null,null,null,null,null,null,"площадь",null,null,null,null,null,null,null,null,null,null,null,null,{"$f":"Главный!AX31","v":0},null,null,null,null,null,null,null,null,"м²",null,null,null,null,null,null,null,null,null,null,null,null,null,null,null,null,null,null,null,null,null,null,null,"Расчёт на основании (СП 23-101-2004). Приведенное сопротивление теплопередаче стеклопакетов"]
[]
[null,"Выберите стеклопакет",null,null,null,null,null,null,null,null,null,null,null,null,null,null,null,null,null,null,null,null,null,null,null,null,{"$f":"Главный!AA33","v":"выберите"},null,null,null,null,null,null,null,null,null,null,null,null,null,null,null,null,null,null,null,null,null,null,null,null,null,null,null,null,null,null,null,null,null,null,null,null,null,null,null,null,null,null,null,null,null,null,null,null,null,null,null,null,null,null,null,"Фактическое сопротивление теплопередаче",null,null,null,null,null,null,null,null,null,null,null,null,null,null,null,null,null,null,null,null,null,null,null,null,null,null,null,null,null,null,null,null,null,null,null,null,null,null,null,null,null,null,null,null,null,null,null,null,null,null,null,null,null,null,null,null,null,null,{"$f":"IFERROR(Главный!EL33,0)","v":0},null,null,null,null,null,null,null,null,"м² • °С/Вт",null,null,null,null,null,null,null,null,null,null,null,null,null,null,null,null,null,"по ГОСТ 24866-99  (таблица 4)"]
[]
[null,null,null,null,null,null,null,null,null,null,null,null,null,null,null,null,null,null,null,null,null,null,null,null,null,null,null,null,null,null,null,null,null,null,null,null,null,null,null,null,null,null,null,null,null,null,null,null,null,null,null,null,null,null,null,null,null,null,null,null,null,null,null,null,null,null,null,null,null,null,null,null,null,null,null,null,null,null,null,null,null,null,"Нормируемое сопротивление теплопередаче",null,null,null,null,null,null,null,null,null,null,null,null,null,null,null,null,null,null,null,null,null,null,null,null,null,null,null,null,null,null,null,null,null,null,null,null,null,null,null,null,null,null,null,null,null,null,null,null,null,null,null,null,null,null,null,null,null,null,{"$f":"Главный!EL35","v":0},null,null,null,null,null,null,null,null,"м² • °С/Вт"]
[null,null,null,null,null,null,null,null,null,null,null,null,null,null,null,null,null,null,null,null,null,null,null,null,null,null,null,null,null,null,null,null,null,null,null,null,null,null,null,null,null,null,null,null,null,null,null,null,null,null,null,null,null,null,null,null,null,null,null,null,null,null,null,null,{"$f":"Главный!BM35","v":0}]
[null,"Кратность воздухообмена",null,null,null,null,null,null,null,null,null,null,null,null,null,null,null,null,null,null,null,null,null,null,null,null,null,null,null,null,null,null,null,null,null,null,null,null,null,null,null,null,null,null,null,null,null,null,null,{"$f":"Главный!AX37","v":0},null,null,null,null,null,null,null,null,null,null,null,null,null,{"$f":"Главный!BL37","v":0},{"$f":"Главный!BM37","v":0},null,null,null,null,null,null,null,null,null,null,null,null,{"$f":"Главный!BZ37","v":0},null,null,null,null,"Объём приточного воздуха",null,null,null,null,null,null,null,null,null,null,null,null,null,null,null,null,null,null,null,null,null,null,null,null,null,null,null,null,null,null,null,null,null,null,null,null,null,null,null,null,null,{"$f":"Главный!DU37","v":0},null,null,null,null,null,null,null,null,"м³/час",null,null,null,null,null,null,null,null,null,null,null,null,null,null,null,null,null,null,null,null,null,null,{"$f":"Главный!FC37","v":0},null,null,null,null,null,null,null,null,null,null,null,null,null,null,null,null,null,null,null,null,null,null,null,null,null,null,null,null,null,null,null,null,null,null,null,null,null,null,null,null,null,null,null,null,null,null,null,null,null,null,null,null,null,null,null,{"$f":"Главный!HK37","v":0},null,null,null,null,null,null,null,null,{"$f":"Главный!HS37","v":0}]
[]
[null,{"$f":"Главный!B39","v":"Необходимая тепловая мощность"},null,null,null,null,null,null,null,null,null,null,null,null,null,null,null,null,null,null,null,null,null,null,null,null,null,null,null,null,null,null,null,null,null,null,null,null,null,null,null,null,null,null,null,null,null,null,null,{"$f":"Главный!AX39","v":0},null,null,null,null,null,null,null,null,null,null,null,null,null,null,{"$f":"Главный!BM39","v":0},null,null,null,null,null,null,null,null,null,null,null,null,null,null,null,null,null,null,null,null,null,null,null,null,null,null,null,null,null,null,null,null,null,null,null,null,null,null,null,null,null,null,null,null,null,null,null,null,null,null,null,null,null,null,null,null,null,null,null,null,null,null,null,null,null,null,null,null,null,null,null,null,null,null,null,null,null,null,null,null,null,null,null,null,null,null,null,null,null,null,null,{"$f":"Главный!FC39","v":0},null,null,null,null,null,null,null,null,null,null,null,null,null,null,null,null,null,null,null,null,null,null,null,null,null,null,null,null,null,null,null,null,null,null,null,null,null,null,null,null,null,null,null,null,null,null,null,null,null,null,null,null,null,null,null,{"$f":"Главный!HK39","v":0},null,null,null,null,null,null,null,null,{"$f":"Главный!HS39","v":0}]
[]
[null,"Тпом от доп. источников тепла",null,null,null,null,null,null,null,null,null,null,null,null,null,null,null,null,null,null,null,null,null,null,null,null,null,null,null,null,null,null,null,null,null,null,null,null,null,null,null,null,null,null,null,null,null,null,null,{"$f":"Главный!AX41","v":"выберите"},null,null,null,null,null,null,null,null,"укажите",null,null,null,null,null,null,null,null,{"$f":"Главный!BP41","v":0},null,null,null,null,null,null,null,null,"ºС",null,null,null,null,null,"Расчётная тепловая мощность тепловентиляторов",null,null,null,null,null,null,null,null,null,null,null,null,null,null,null,null,null,null,null,null,null,null,null,null,null,null,null,null,null,null,null,null,null,null,null,null,null,null,null,null,null,null,null,null,null,null,null,null,null,null,null,null,null,null,null,null,null,null,null,null,null,null,null,null,null,null,null,null,null,null,null,null,null,null,null,null,null,{"$f":"Главный!FE41","v":0},null,null,null,null,null,null,null,"кВт",null,null,null,null,null,null,null,null,null,null,null,"      тепловые потери  ",null,null,null,null,null,null,null,null,null,null,null,null,null,null,null,null,null,null,null,null,null,null,null,null,null,null,null,null,null,null,null,{"$f":"Главный!HE41","v":0},null,null,null,null,null,null,null,null,{"$f":"Главный!HN41","v":0}]
[]
[null,"Температура теплоносителя Т1/Т2",null,null,null,null,null,null,null,null,null,null,null,null,null,null,null,null,null,null,null,null,null,null,null,null,null,null,null,null,null,null,null,null,null,null,null,null,null,null,null,null,null,null,null,null,null,null,null,{"$f":"Главный!AX43","v":"выберите"},null,null,null,null,null,null,null,null,null,"ºС",null,null,null,null,null,null,null,null,null,null,null,null,null,null,null,null,null,null,null,null,null,null,"Принятая тепловая мощность тепловентиляторов",null,null,null,null,null,null,null,null,null,null,null,null,null,null,null,null,null,null,null,null,null,null,null,null,null,null,null,null,null,null,null,null,null,null,null,null,null,null,null,null,null,null,null,null,null,null,null,null,null,null,null,null,null,null,null,null,null,null,null,null,null,null,null,null,null,null,null,null,null,null,null,null,null,null,null,null,null,{"$f":"Главный!FE43","v":0},null,null,null,null,null,null,null,"кВт",null,null,null,null,null,null,null,null,null,null,null,"      тепловые потери  ",null,null,null,null,null,null,null,null,null,null,null,null,null,null,null,null,null,null,null,null,null,null,null,null,null,null,null,null,null,null,null,{"$f":"Главный!HE43","v":0},null,null,null,null,null,null,null,null,{"$f":"Главный!HN43","v":0}]
[]
[null,"Эксплуатация в агрессивной среде",null,null,null,null,null,null,null,null,null,null,null,null,null,null,null,null,null,null,null,null,null,null,null,null,null,null,null,null,null,null,null,null,null,null,null,null,null,null,null,null,null,null,null,null,null,null,null,{"$f":"Главный!AX45","v":"выберите"},null,null,null,null,null,null,null,null,null,null,null,null,null,null,null,null,null,null,null,null,null,null,null,null,null,null,null,null,null,null,null,null,"Серия тепловентилятора",null,null,null,null,null,null,null,null,null,null,null,null,null,null,null,null,null,null,null,null,null,null,null,null,null,null,null,null,null,null,null,null,null,null,null,null,null,null,null,null,null,{"$f":"Главный!DU45","v":0}]
[]
[null,"Скорость тепловентилятора",null,null,null,null,null,null,null,null,null,null,null,null,null,null,null,null,null,null,null,null,null,null,null,null,null,null,null,null,null,null,null,null,null,null,null,null,null,null,null,null,null,null,null,null,null,null,null,{"$f":"Главный!AX47","v":"выберите"},null,null,null,null,null,null,null,null,null,null,null,null,null,null,null,null,null,null,null,null,null,null,null,null,null,null,null,null,null,null,null,null,null,null,null,null,null,null,null,null,null,null,null,null,null,null,null,null,null,null,{"$f":"Главный!CA47","v":"Построчно отображено количество тепловентиляторов с учётом их мощности"}]
[]
[]
[]
[null,{"$f":"Главный!B51","v":0},null,null,null,null,null,null,null,null,null,null,null,null,null,null,null,null,null,null,null,null,null,{"$f":"Главный!X51","v":0},null,null,null,null,null,null,null,null,null,null,null,null,null,null,null,null,null,null,null,null,null,null,null,null,null,null,null,null,null,null,null,null,null,null,null,null,null,null,null,null,null,null,null,null,null,null,null,null,null,null,null,null,null,null,null,null,null,null,"Модель REVENTON",null,null,null,null,null,null,null,null,null,null,null,null,null,null,null,"Кол-во (шт)",null,null,null,null,null,null,null,"Розничная цена в руб с НДС",null,null,null,null,null,null,null,null,null,null,null,null,null,null,null,null,"Мощность агрегата (кВт)",null,null,null,null,null,null,null,null,null,null,null,null,"Макс. дальность струи (м)",null,null,null,null,null,null,null,null,null,null,null,null,"Тем-ра воздуха на выходе (ºC)",null,null,null,null,null,null,null,null,null,null,null,null,"Расход воды (м³/ч)",null,null,null,null,null,null,null,null,null,null,null,null,"Гидрав. сопротивл. (кПа)",null,null,null,null,null,null,null,null,null,null,null,null,"Защита двигателя",null,null,null,null,null,null,null,null,null,null,null,null,"Уровень шума (дБ)",null,null,null,null,null,null,null,null,null,null,null,null,"Рядов теплообменника",null,null,null,null,null,null,null,null,null,null,null,null,"Расход воздуха (м³/ч)"]
[]
[null,{"$f":"Главный!B53","v":0},null,null,null,null,null,null,null,null,null,null,null,null,null,null,null,null,null,null,null,null,null,{"$f":"Главный!X53","v":0},null,null,null,null,null,null,null,null,null,null,null,null,null,null,null,null,null,null,null,null,null,null,null,null,null,null,null,null,null,null,null,null,null,null,null,null,null,null,null,null,null,null,null,null,null,null,null,null,null,null,null,null,null,null,null,null,null,null,{"$f":"Главный!CE53","v":"HC20-3S"},null,null,null,null,null,null,null,null,null,null,null,null,null,null,null,{"$f":"Главный!CU53","v":0},null,null,null,null,null,null,null,{"$f":"Главный!DC53","v":0},null,null,null,null,null,null,null,null,null,null,null,null,null,null,null,null,{"$f":"Главный!DT53","v":0},null,null,null,null,null,null,null,null,null,null,null,null,{"$f":"Главный!EG53","v":{"$error":"#N/A"}},null,null,null,null,null,null,null,null,null,null,null,null,{"$f":"Главный!ET53","v":{"$error":"#N/A"}},null,null,null,null,null,null,null,null,null,null,null,null,{"$f":"Главный!FG53","v":{"$error":"#N/A"}},null,null,null,null,null,null,null,null,null,null,null,null,{"$f":"Главный!FT53","v":{"$error":"#N/A"}},null,null,null,null,null,null,null,null,null,null,null,null,{"$f":"Главный!GG53","v":"IP 54"},null,null,null,null,null,null,null,null,null,null,null,null,{"$f":"Главный!GT53","v":{"$error":"#N/A"}},null,null,null,null,null,null,null,null,null,null,null,null,{"$f":"Главный!HG53","v":"один"},null,null,null,null,null,null,null,null,null,null,null,null,{"$f":"Главный!HT53","v":{"$error":"#N/A"}}]
[]
[null,{"$f":"Главный!B55","v":0},null,null,null,null,null,null,null,null,null,null,null,null,null,null,null,null,null,null,null,null,null,{"$f":"Главный!X55","v":0},null,null,null,null,null,null,null,null,null,null,null,null,null,null,null,null,null,null,null,null,null,null,null,null,null,null,null,null,null,null,null,null,null,null,null,null,null,null,null,null,null,null,null,null,null,null,null,null,null,null,null,null,null,null,null,null,null,null,{"$f":"Главный!CE55","v":"HC30-3S"},null,null,null,null,null,null,null,null,null,null,null,null,null,null,null,{"$f":"Главный!CU55","v":0},null,null,null,null,null,null,null,{"$f":"Главный!DC55","v":0},null,null,null,null,null,null,null,null,null,null,null,null,null,null,null,null,{"$f":"Главный!DT55","v":0},null,null,null,null,null,null,null,null,null,null,null,null,{"$f":"Главный!EG55","v":{"$error":"#N/A"}},null,null,null,null,null,null,null,null,null,null,null,null,{"$f":"Главный!ET55","v":{"$error":"#N/A"}},null,null,null,null,null,null,null,null,null,null,null,null,{"$f":"Главный!FG55","v":{"$error":"#N/A"}},null,null,null,null,null,null,null,null,null,null,null,null,{"$f":"Главный!FT55","v":{"$error":"#N/A"}},null,null,null,null,null,null,null,null,null,null,null,null,{"$f":"Главный!GG55","v":"IP 54"},null,null,null,null,null,null,null,null,null,null,null,null,{"$f":"Главный!GT55","v":{"$error":"#N/A"}},null,null,null,null,null,null,null,null,null,null,null,null,{"$f":"Главный!HG55","v":"один"},null,null,null,null,null,null,null,null,null,null,null,null,{"$f":"Главный!HT55","v":{"$error":"#N/A"}}]
[]
[null,null,null,null,null,null,null,null,null,null,null,null,null,null,null,null,null,null,null,null,null,null,null,null,null,null,null,null,null,null,null,null,null,null,null,null,null,null,null,null,null,null,null,null,null,null,null,null,null,null,null,null,null,null,null,null,null,null,null,null,null,null,null,null,null,null,null,null,null,null,null,null,null,null,null,null,null,null,null,null,null,null,{"$f":"Главный!CE57","v":"HC35-3S"},null,null,null,null,null,null,null,null,null,null,null,null,null,null,null,{"$f":"Главный!CU57","v":0},null,null,null,null,null,null,null,{"$f":"Главный!DC57","v":0},null,null,null,null,null,null,null,null,null,null,null,null,null,null,null,null,{"$f":"Главный!DT57","v":0},null,null,null,null,null,null,null,null,null,null,null,null,{"$f":"Главный!EG57","v":{"$error":"#N/A"}},null,null,null,null,null,null,null,null,null,null,null,null,{"$f":"Главный!ET57","v":{"$error":"#N/A"}},null,null,null,null,null,null,null,null,null,null,null,null,{"$f":"Главный!FG57","v":{"$error":"#N/A"}},null,null,null,null,null,null,null,null,null,null,null,null,{"$f":"Главный!FT57","v":{"$error":"#N/A"}},null,null,null,null,null,null,null,null,null,null,null,null,{"$f":"Главный!GG57","v":"IP 54"},null,null,null,null,null,null,null,null,null,null,null,null,{"$f":"Главный!GT57","v":{"$error":"#N/A"}},null,null,null,null,null,null,null,null,null,null,null,null,{"$f":"Главный!HG57","v":"два"},null,null,null,null,null,null,null,null,null,null,null,null,{"$f":"Главный!HT57","v":{"$error":"#N/A"}}]
[]
[null,{"$f":"Главный!B59","v":0},null,null,null,null,null,null,null,null,null,null,null,null,null,null,null,null,null,null,null,null,null,null,null,null,null,null,null,null,null,null,null,null,null,null,null,null,null,null,null,null,null,null,null,null,null,null,null,null,null,null,null,null,null,null,null,null,null,null,null,null,null,null,null,null,null,null,null,null,null,null,null,null,null,null,null,null,null,null,null,null,{"$f":"Главный!CE59","v":"HC45-3S"},null,null,null,null,null,null,null,null,null,null,null,null,null,null,null,{"$f":"Главный!CU59","v":0},null,null,null,null,null,null,null,{"$f":"Главный!DC59","v":0},null,null,null,null,null,null,null,null,null,null,null,null,null,null,null,null,{"$f":"Главный!DT59","v":0},null,null,null,null,null,null,null,null,null,null,null,null,{"$f":"Главный!EG59","v":{"$error":"#N/A"}},null,null,null,null,null,null,null,null,null,null,null,null,{"$f":"Главный!ET59","v":{"$error":"#N/A"}},null,null,null,null,null,null,null,null,null,null,null,null,{"$f":"Главный!FG59","v":{"$error":"#N/A"}},null,null,null,null,null,null,null,null,null,null,null,null,{"$f":"Главный!FT59","v":{"$error":"#N/A"}},null,null,null,null,null,null,null,null,null,null,null,null,{"$f":"Главный!GG59","v":"IP 54"},null,null,null,null,null,null,null,null,null,null,null,null,{"$f":"Главный!GT59","v":{"$error":"#N/A"}},null,null,null,null,null,null,null,null,null,null,null,null,{"$f":"Главный!HG59","v":"два"},null,null,null,null,null,null,null,null,null,null,null,null,{"$f":"Главный!HT59","v":{"$error":"#N/A"}}]
[]
[null,{"$f":"Главный!B61","v":0},null,null,null,null,null,null,null,null,null,null,null,null,null,null,null,null,null,null,null,null,null,null,null,null,null,null,null,null,null,null,null,null,null,null,null,null,null,null,null,null,null,null,null,null,null,null,null,null,null,null,null,null,null,null,null,null,null,null,null,null,null,null,null,null,null,null,null,null,null,null,null,null,null,null,null,null,null,null,null,null,{"$f":"Главный!CE61","v":"HC50-3S"},null,null,null,null,null,null,null,null,null,null,null,null,null,null,null,{"$f":"Главный!CU61","v":0},null,null,null,null,null,null,null,{"$f":"Главный!DC61","v":0},null,null,null,null,null,null,null,null,null,null,null,null,null,null,null,null,{"$f":"Главный!DT61","v":0},null,null,null,null,null,null,null,null,null,null,null,null,{"$f":"Главный!EG61","v":{"$error":"#N/A"}},null,null,null,null,null,null,null,null,null,null,null,null,{"$f":"Главный!ET61","v":{"$error":"#N/A"}},null,null,null,null,null,null,null,null,null,null,null,null,{"$f":"Главный!FG61","v":{"$error":"#N/A"}},null,null,null,null,null,null,null,null,null,null,null,null,{"$f":"Главный!FT61","v":{"$error":"#N/A"}},null,null,null,null,null,null,null,null,null,null,null,null,{"$f":"Главный!GG61","v":"IP 54"},null,null,null,null,null,null,null,null,null,null,null,null,{"$f":"Главный!GT61","v":{"$error":"#N/A"}},null,null,null,null,null,null,null,null,null,null,null,null,{"$f":"Главный!HG61","v":"два"},null,null,null,null,null,null,null,null,null,null,null,null,{"$f":"Главный!HT61","v":{"$error":"#N/A"}}]
[]
[null,{"$f":"Главный!B63","v":0},null,null,null,null,null,null,null,null,null,null,null,null,null,null,null,null,null,null,null,null,null,null,null,null,null,null,null,null,null,null,null,null,null,null,null,null,null,null,null,null,null,null,null,null,null,null,null,null,null,null,null,null,null,null,null,null,null,null,null,null,null,null,null,null,null,null,null,null,null,null,null,null,null,null,null,null,null,null,null,null,{"$f":"Главный!CE63","v":"HC70-3S"},null,null,null,null,null,null,null,null,null,null,null,null,null,null,null,{"$f":"Главный!CU63","v":0},null,null,null,null,null,null,null,{"$f":"Главный!DC63","v":0},null,null,null,null,null,null,null,null,null,null,null,null,null,null,null,null,{"$f":"Главный!DT63","v":0},null,null,null,null,null,null,null,null,null,null,null,null,{"$f":"Главный!EG63","v":{"$error":"#N/A"}},null,null,null,null,null,null,null,null,null,null,null,null,{"$f":"Главный!ET63","v":{"$error":"#N/A"}},null,null,null,null,null,null,null,null,null,null,null,null,{"$f":"Главный!FG63","v":{"$error":"#N/A"}},null,null,null,null,null,null,null,null,null,null,null,null,{"$f":"Главный!FT63","v":{"$error":"#N/A"}},null,null,null,null,null,null,null,null,null,null,null,null,{"$f":"Главный!GG63","v":"IP 54"},null,null,null,null,null,null,null,null,null,null,null,null,{"$f":"Главный!GT63","v":{"$error":"#N/A"}},null,null,null,null,null,null,null,null,null,null,null,null,{"$f":"Главный!HG63","v":"три"},null,null,null,null,null,null,null,null,null,null,null,null,{"$f":"Главный!HT63","v":{"$error":"#N/A"}}]
[]
[null,null,null,null,null,null,null,null,null,null,null,null,null,null,null,null,null,null,null,null,null,null,null,null,null,null,null,null,null,null,null,null,null,null,null,null,null,null,null,null,null,null,null,null,null,null,null,null,null,null,null,null,null,null,null,null,null,null,null,null,null,null,null,null,null,null,null,null,null,null,null,null,null,null,null,null,null,null,null,null,null,null,{"$f":"Главный!CE65","v":"HCF IP54"},null,null,null,null,null,null,null,null,null,null,null,null,null,null,null,{"$f":"Главный!CU65","v":{"$error":"#N/A"}},null,null,null,null,null,null,null,{"$f":"Главный!DC65","v":{"$error":"#N/A"}},null,null,null,null,null,null,null,null,null,null,null,null,null,null,null,null,{"$f":"Главный!DT65","v":{"$error":"#N/A"}},null,null,null,null,null,null,null,null,null,null,null,null,{"$f":"Главный!EG65","v":{"$error":"#N/A"}},null,null,null,null,null,null,null,null,null,null,null,null,{"$f":"Главный!ET65","v":{"$error":"#N/A"}},null,null,null,null,null,null,null,null,null,null,null,null,{"$f":"Главный!FG65","v":{"$error":"#N/A"}},null,null,null,null,null,null,null,null,null,null,null,null,{"$f":"Главный!FT65","v":{"$error":"#N/A"}},null,null,null,null,null,null,null,null,null,null,null,null,{"$f":"Главный!GG65","v":"IP 54"},null,null,null,null,null,null,null,null,null,null,null,null,{"$f":"Главный!GT65","v":{"$error":"#N/A"}},null,null,null,null,null,null,null,null,null,null,null,null,{"$f":"Главный!HG65","v":"два"},null,null,null,null,null,null,null,null,null,null,null,null,{"$f":"Главный!HT65","v":{"$error":"#N/A"}}]
[]
[null,null,null,null,null,null,null,null,null,null,null,null,null,null,null,null,null,null,null,null,null,null,null,null,null,null,null,null,null,null,null,null,null,null,null,null,null,null,null,null,null,null,null,null,null,null,null,null,null,null,null,null,null,null,null,null,null,null,null,null,null,null,null,null,null,null,null,null,null,null,null,null,null,null,null,null,null,null,null,null,null,null,{"$f":"Главный!CE67","v":"HCF IP65"},null,null,null,null,null,null,null,null,null,null,null,null,null,null,null,{"$f":"Главный!CU67","v":{"$error":"#N/A"}},null,null,null,null,null,null,null,{"$f":"Главный!DC67","v":{"$error":"#N/A"}},null,null,null,null,null,null,null,null,null,null,null,null,null,null,null,null,{"$f":"Главный!DT67","v":{"$error":"#N/A"}},null,null,null,null,null,null,null,null,null,null,null,null,{"$f":"Главный!EG67","v":{"$error":"#N/A"}},null,null,null,null,null,null,null,null,null,null,null,null,{"$f":"Главный!ET67","v":{"$error":"#N/A"}},null,null,null,null,null,null,null,null,null,null,null,null,{"$f":"Главный!FG67","v":{"$error":"#N/A"}},null,null,null,null,null,null,null,null,null,null,null,null,{"$f":"Главный!FT67","v":{"$error":"#N/A"}},null,null,null,null,null,null,null,null,null,null,null,null,{"$f":"Главный!GG67","v":"IP 65"},null,null,null,null,null,null,null,null,null,null,null,null,{"$f":"Главный!GT67","v":{"$error":"#N/A"}},null,null,null,null,null,null,null,null,null,null,null,null,{"$f":"Главный!HG67","v":"два"},null,null,null,null,null,null,null,null,null,null,null,null,{"$f":"Главный!HT67","v":{"$error":"#N/A"}}]

{"sheet":"Федя","index":3,"n_rows":0,"n_cols":0,"rows_kept":0,"cut":false,"hidden":true,"merged":[[0,0,2,0],[0,1,2,1],[0,2,0,8],[0,9,2,9],[0,10,2,10],[0,21,2,21],[0,22,2,22],[0,23,2,23],[0,24,2,24],[1,2,2,2],[1,4,2,4],[1,5,1,6],[1,8,2,8],[0,12,2,12],[0,13,2,13],[0,14,0,17],[0,18,2,18],[0,19,2,19],[0,20,2,20],[0,11,2,11],[35,10,35,11],[4,0,4,24],[16,0,16,4],[17,0,17,4],[18,0,18,4],[19,0,19,4],[20,0,20,4],[22,0,22,4],[35,0,35,1],[35,3,35,4],[35,6,35,7],[35,8,35,9],[40,3,40,11],[36,0,36,1],[36,3,36,4],[36,6,36,7],[36,8,36,9],[36,10,36,11],[37,0,37,1],[37,3,37,4],[37,6,37,7],[37,8,37,9],[37,10,37,11],[38,0,38,1],[38,3,38,4],[38,6,38,7],[38,8,38,9],[38,10,38,11],[41,3,41,4],[41,6,41,11],[42,3,42,4],[42,6,42,11],[43,3,43,4],[43,6,43,11]]}

{"sheet":"Расчет","index":4,"n_rows":4963,"n_cols":25,"rows_kept":4963,"cut":false,"hidden":true,"merged":[]}
["Периметр",{"$f":"(C3*2)+(C4*2)","v":{"$error":"#VALUE!"}},"м",null,null,null,null,null,null,"Зол. Сечен",1.6180339886999999]
[null,null,"с учетом толщины стены","с учетом воздушного пространства тента",null,null,null,null,{"$f":"J2+K2","v":14.5536509431833},{"$f":"K2*K1","v":8.9946509431833004},5.5590000000000002,null,null,null,null,null,null,null,null,null,null,null,"хол. Пятидневка","ср. за сезон","отопит. Сезон"]
["Длина внутри",{"$f":"VLOOKUP(K4,I6:K4963,2,0)","v":{"$error":"#N/A"}},{"$f":"(Главный!AX13*2)/1000+(Главный!AX15*2)/1000+Расчет!B3","v":{"$error":"#VALUE!"}},{"$f":"B3","v":{"$error":"#N/A"}},null,{"$f":"IF(Главный!V11=Главный!KS10,C3,B3)","v":{"$error":"#N/A"}},null,null,null,{"$f":"J2/I2","v":0.61803398874261528},{"$f":"K2/I2","v":0.38196601125738472}]
["Ширина внутри",{"$f":"VLOOKUP(K4,I6:K4963,3,0)","v":{"$error":"#N/A"}},{"$f":"(Главный!AX13*2)/1000+(Главный!AX15*2)/1000+Расчет!B4","v":{"$error":"#VALUE!"}},{"$f":"B4","v":{"$error":"#N/A"}},null,{"$f":"IF(Главный!V11=Главный!KS10,C4,B4)","v":{"$error":"#N/A"}},null,null,"Синхр площ",null,{"$f":"LOOKUP(Интерфейс!Z2,I6:I4963)","v":{"$error":"#N/A"}}]
[null,null,null,null,null,null,null,null,null,null,1.0107033630514253E-2]
["Расчётная высота фронтона/чердака в коньке",null,null,null,null,{"$f":"'Пирог крыша пол'!D37","v":0},"м",null,50,{"$f":"K6*$K$1","v":9.0110044671224063},{"$f":"K2+K5","v":5.5691070336305142},null,null,null,null,null,null,null,null,null,null,"Абакан",-37,223,-7.9]
[null,null,null,null,null,null,null,null,50.365562693931636,9.0273579910615105,5.5792140672610282,null,null,null,null,null,null,null,null,null,null,"Агата",-53,292,-16.7]
["Площадь фронтона",null,{"$f":"C4*Расчет!F6","v":{"$error":"#VALUE!"}},null,null,null,null,null,{"$f":"J8*K8","v":50.548207601168762},{"$f":"K8*$K$1","v":9.0437115150006164},{"$f":"K7+$K$5","v":5.5893211008915422},null,null,null,null,null,null,null,null,null,null,"Агзу",-28,231,-7.9]
[null,null,null,null,null,null,null,null,50.731183079638747,9.0600650389397224,5.5994281345220562,null,null,null,null,null,null,null,null,null,null,"Агинское",-36,238,-10.4]
["Холодная пятидневка",null,{"$f":"VLOOKUP(Интерфейс!O16,V6:Y464,2,0)","v":{"$error":"#N/A"}},null,null,null,null,null,50.914489129341597,9.0764185628788283,5.6095351681525703,null,null,null,null,null,null,null,null,null,null,"Акша",-34,237,-9.6]
["Средняя температура за сезон",null,{"$f":"VLOOKUP(Интерфейс!O16,V6:Y464,4,0)","v":{"$error":"#N/A"}},null,null,null,null,null,51.098125750277305,9.0927720868179343,5.6196422017830843,null,null,null,null,null,null,null,null,null,null,"Алдан",-41,263,-13.6]
[null,null,null,null,null,null,null,null,51.282092942445871,9.1091256107570402,5.6297492354135983,null,null,null,null,null,null,null,null,null,null,"Алейск",-38,216,-7.8]
[null,"Сопротивление теплопередачи м²oС/Вт ",null,null,null,null,null,null,51.466390705847289,9.1254791346961444,5.6398562690441123,null,null,null,null,null,null,null,null,null,null,"Александров Гай",-28,191,-5.2]
["Однокамерный стеклопакет (4-24-4)",0.34,null,null,null,null,null,null,51.651019040481579,9.1418326586352503,5.6499633026746263,null,null,null,null,null,null,null,null,null,null,"Александровский Завод",-38,250,-12]
["2-х камерный стеклопакет (4-10-4-10-k4)",0.57999999999999996,null,null,null,null,null,null,51.835977946348727,9.1581861825743562,5.6600703363051403,null,null,null,null,null,null,null,null,null,null,"Александровское",-43,252,-9.5]
["2-х камерный энергосберегающий (4-10-4-10-i4)",0.77,null,null,null,null,null,null,52.021267423448734,9.1745397065134622,5.6701773699356544,null,null,null,null,null,null,null,null,null,null,"Александровск-Сахалинский",-27,237,-6.4]
[null,null,null,null,null,null,null,null,52.206887471781599,9.1908932304525681,5.6802844035661684,null,null,null,null,null,null,null,null,null,null,"Аллах-Юнь",-54,280,-21.4]
["Окно",{"$f":"Интерфейс!AG27","v":"выберите"},null,null,null,null,null,null,52.392838091347315,9.2072467543916723,5.6903914371966824,null,null,null,null,null,null,null,null,null,null,"Алыгджер",-36,264,-6.4]
[{"$f":"VLOOKUP(B18,A14:B16,2,0)","v":{"$error":"#N/A"}},"Сопротивление теплопередаче стеклопакета R м²oС/Вт",null,null,null,null,null,null,52.579119282145903,9.2236002783307782,5.7004984708271964,null,null,null,null,null,null,null,null,null,null,"Амга",-55,259,-21.3]
[{"$f":"1/A19","v":{"$error":"#N/A"}},"К",null,null,null,null,null,null,52.76573104417735,9.2399538022698842,5.7106055044577104,null,null,null,null,null,null,null,null,null,null,"Анадырь",-38,299,-11.3]
[{"$f":"A20-Федя!M8","v":{"$error":"#N/A"}},"Кок-Кнс",null,null,null,null,null,null,52.952673377441656,9.2563073262089901,5.7207125380882244,null,null,null,"V до потолка","V под фронтоном","V итого",null,null,null,null,"Анучино",-31,203,-8.1]
[null,null,null,null,null,null,null,null,53.139946281938826,9.272660850148096,5.7308195717187385,null,null,{"$f":"Главный!KY5","v":"Плоская"},{"$f":"F3*F4*Интерфейс!Z6","v":{"$error":"#N/A"}},0,{"$f":"O22+P22","v":{"$error":"#N/A"}},"м³",null,null,null,"Апука",-28,286,-5.8]
["Объём помещения",{"$f":"VLOOKUP(Главный!AX20,N22:Q24,4,0)","v":{"$error":"#N/A"}},"м³",null,null,null,null,null,53.327549757668855,9.289014374087202,5.7409266053492525,null,null,{"$f":"Главный!KY6","v":"2-х скатная"},{"$f":"F3*F4*Интерфейс!Z6","v":{"$error":"#N/A"}},{"$f":"(('Пирог крыша пол'!D37-Главный!AC4-(Главный!AX24/1000))*F3*F4)/2","v":{"$error":"#VALUE!"}},{"$f":"O23+P23","v":{"$error":"#N/A"}},null,null,null,null,"Арзамас",-32,216,-4.7]
["Кратность воздухообмена",{"$f":"Интерфейс!AM44","v":0},null,null,null,null,null,null,53.515483804631728,9.3053678980263062,5.7510336389797665,null,null,{"$f":"Главный!KY7","v":"Полукруглая кровля"},{"$f":"(3.14*(F4/2*F4/2))/2*F3","v":{"$error":"#N/A"}},0,{"$f":"O24+P24","v":{"$error":"#N/A"}},null,null,null,null,"Арзгир",-22,163,0.1]
["Воздухообмен",{"$f":"IF(Главный!BM37>0,Главный!BM37,B23*B24)","v":{"$error":"#N/A"}},"м³/ч",null,null,null,null,null,53.703748422827474,9.3217214219654121,5.7611406726102805,null,null,null,null,null,null,null,null,null,null,"Аркагала",-51,289,-19]
[null,null,null,null,null,null,null,null,53.892343612256084,9.338074945904518,5.7712477062407945,null,null,null,null,null,null,null,null,null,null,"Архангельск",-33,250,-4.5]
["Площадь крыши",null,null,null,null,null,null,null,54.081269372917546,9.354428469843624,5.7813547398713085,null,null,null,null,null,null,null,null,null,null,"Архангельск",-33,250,-4.5]
["S=пRL",{"$f":"B29*B30*B3","v":{"$error":"#N/A"}},"м²",{"$f":"B4/2","v":{"$error":"#N/A"}},null,null,null,null,54.270525704811874,9.3707819937827299,5.7914617735018226,null,null,null,null,null,null,null,null,null,null,"Архара",-36,211,-12.7]
["Пи",3.14,null,{"$f":"Главный!AC4","v":0},null,null,null,null,54.46011260793906,9.3871355177218359,5.8015688071323366,null,null,null,null,null,null,null,null,null,null,"Астраханка",-26,202,-6.6]
["Радиус",{"$f":"Главный!AC4","v":0},null,null,null,null,null,null,54.650030082299097,9.40348904166094,5.8116758407628506,null,null,null,null,null,null,null,null,null,null,"Астрахань",-21,164,-0.8]
["Виртуально площадь стен","67%",{"$f":"B28*B31","v":{"$error":"#N/A"}},null,null,null,null,null,54.840278127891999,9.419842565600046,5.8217828743933646,null,null,null,null,null,null,null,null,null,null,"Ачинск",-36,232,-7]
["Виртуально площадь крыши","33%",{"$f":"B28*B32","v":{"$error":"#N/A"}},null,null,null,null,null,55.030856744717767,9.4361960895391519,5.8318899080238786,null,null,null,null,null,null,null,null,null,null,"Аян",-28,278,-7.4]
[null,null,null,null,null,null,null,null,55.221765932776393,9.4525496134782578,5.8419969416543926,null,null,null,null,null,null,null,null,null,null,"Бабаево",-31,231,-3.8]
["Плоская",1,{"$f":"VLOOKUP(Интерфейс!BA11,A34:B36,2,0)","v":{"$error":"#N/A"}},null,null,null,null,null,55.413005692067877,9.4689031374173638,5.8521039752849067,null,null,null,null,null,null,null,null,null,null,"Бабушкин",-29,250,-5.5]
["2-х скатная",1,null,null,null,null,null,null,55.604576022592227,9.4852566613564697,5.8622110089154207,null,null,null,null,null,null,null,null,null,null,"Багдарин",-42,261,-13.4]
["Полукруглая кровля",0,null,null,null,null,null,null,55.79647692434942,9.5016101852955739,5.8723180425459347,null,null,null,null,null,null,null,null,null,null,"Байдуков",-31,255,-9]
[null,null,null,null,null,null,null,null,55.988708397339487,9.5179637092346798,5.8824250761764487,null,null,null,null,null,null,null,null,null,null,"Байкит",-50,266,-14.1]
[null,null,"выбор",null,null,null,null,null,56.181270441562411,9.5343172331737858,5.8925321098069627,null,null,null,null,null,null,null,null,null,null,"Балашов",-29,199,-4.2]
["максимальная",3,{"$f":"VLOOKUP(Главный!AX47,A39:B41,2,0)","v":{"$error":"#N/A"}},null,null,null,null,null,56.374163057018194,9.5506707571128917,5.9026391434374768,null,null,null,null,null,null,null,null,null,null,"Барабинск",-39,230,-9]
["средняя",2,null,null,null,null,null,null,56.567386243706842,9.5670242810519976,5.9127461770679908,null,null,null,null,null,null,null,null,null,null,"Баргузин",-41,240,-11.7]
["минимальная",1,null,null,null,null,null,null,56.760940001628349,9.5833778049911036,5.9228532106985048,null,null,null,null,null,null,null,null,null,null,"Барнаул",-36,213,-7.5]
[null,null,null,null,null,null,null,null,56.954824330782699,9.5997313289302078,5.9329602443290188,null,null,null,null,null,null,null,null,null,null,"Батамай",-52,265,-20.8]
[null,null,null,null,null,null,null,null,57.14903923116993,9.6160848528693137,5.9430672779595328,null,null,null,null,null,null,null,null,null,null,"Бежецк",-31,222,-3.4]
[null,null,null,null,null,null,null,null,57.343584702790011,9.6324383768084196,5.9531743115900468,null,null,null,null,null,null,null,null,null,null,"Белгород",-23,191,-1.9]
[null,null,null,null,null,null,null,null,57.538460745642958,9.6487919007475256,5.9632813452205609,null,null,null,null,null,null,null,null,null,null,"Белогорск",-37,223,-11.9]
[null,null,null,null,null,null,null,null,57.733667359728763,9.6651454246866315,5.9733883788510749,null,null,null,null,null,null,null,null,null,null,"Белорецк",-34,231,-6.5]
[null,null,null,null,null,null,null,null,57.929204545047426,9.6814989486257375,5.9834954124815889,null,null,null,null,null,null,null,null,null,null,"Беля",-23,223,-2.7]
[null,null,null,null,null,null,null,null,58.125072301598941,9.6978524725648416,5.9936024461121029,null,null,null,null,null,null,null,null,null,null,"Бердигястях",-54,268,-19.600000000000001]
[null,null,null,null,null,null,null,null,58.321270629383328,9.7142059965039476,6.0037094797426169,null,null,null,null,null,null,null,null,null,null,"Березово",-42,266,-9.9]
[null,null,null,null,null,null,null,null,58.517799528400566,9.7305595204430535,6.0138165133731309,null,null,null,null,null,null,null,null,null,null,"Березово",-50,296,-13.6]
[null,null,null,null,null,null,null,null,58.714658998650677,9.7469130443821594,6.023923547003645,null,null,null,null,null,null,null,null,null,null,"Бийск-Зональная",-35,213,-7.6]
[null,null,null,null,null,null,null,null,58.911849040133639,9.7632665683212654,6.034030580634159,null,null,null,null,null,null,null,null,null,null,"Бикин",-32,208,-9.1]
[null,null,null,null,null,null,null,null,59.109369652849452,9.7796200922603695,6.044137614264673,null,null,null,null,null,null,null,null,null,null,"Бира",-31,220,-9.1]
[null,null,null,null,null,null,null,null,59.307220836798137,9.7959736161994755,6.054244647895187,null,null,null,null,null,null,null,null,null,null,"Биробиджан",-32,219,-10.4]
[null,null,null,null,null,null,null,null,59.505402591979681,9.8123271401385814,6.064351681525701,null,null,null,null,null,null,null,null,null,null,"Бисер",-35,250,-6.7]
[null,null,null,null,null,null,null,null,59.703914918394084,9.8286806640776874,6.074458715156215,null,null,null,null,null,null,null,null,null,null,"Благовещенск",-33,210,-10.7]
[null,null,null,null,null,null,null,null,59.902757816041344,9.8450341880167933,6.0845657487867291,null,null,null,null,null,null,null,null,null,null,"Богополь",-21,208,-4.2]
[null,null,null,null,null,null,null,null,60.10193128492147,9.8613877119558992,6.0946727824172431,null,null,null,null,null,null,null,null,null,null,"Боготол",-39,239,-7.6]
[null,null,null,null,null,null,null,null,60.301435325034447,9.8777412358950034,6.1047798160477571,null,null,null,null,null,null,null,null,null,null,"Богучаны",-45,244,-10.7]
[null,null,null,null,null,null,null,null,60.501269936380289,9.8940947598341094,6.1148868496782711,null,null,null,null,null,null,null,null,null,null,"Бодайбо",-46,253,-14.1]
[null,null,null,null,null,null,null,null,60.70143511895899,9.9104482837732153,6.1249938833087851,null,null,null,null,null,null,null,null,null,null,"Болотное",-39,228,-7.9]
[null,null,null,null,null,null,null,null,60.901930872770556,9.9268018077123212,6.1351009169392992,null,null,null,null,null,null,null,null,null,null,"Бомнак",-40,240,-14.7]
[null,null,null,null,null,null,null,null,61.102757197814981,9.9431553316514272,6.1452079505698132,null,null,null,null,null,null,null,null,null,null,"Борзя",-38,232,-12.4]
[null,null,null,null,null,null,null,null,61.303914094092264,9.9595088555905331,6.1553149842003272,null,null,null,null,null,null,null,null,null,null,"Борковская",-42,277,-6.6]
[null,null,null,null,null,null,null,null,61.50540156160239,9.9758623795296373,6.1654220178308412,null,null,null,null,null,null,null,null,null,null,"Борковская",-42,277,-6.6]
[null,null,null,null,null,null,null,null,61.707219600345397,9.9922159034687432,6.1755290514613552,null,null,null,null,null,null,null,null,null,null,"Боровичи",-29,220,-2.8]
[null,null,null,null,null,null,null,null,61.909368210321261,10.008569427407849,6.1856360850918692,null,null,null,null,null,null,null,null,null,null,"Братолюбовка",-37,229,-12.4]
[null,null,null,null,null,null,null,null,62.111847391529984,10.024922951346955,6.1957431187223833,null,null,null,null,null,null,null,null,null,null,"Братск",-43,249,-8.6]
[null,null,null,null,null,null,null,null,62.314657143971566,10.041276475286061,6.2058501523528973,null,null,null,null,null,null,null,null,null,null,"Брохово",-35,278,-9.3000000000000007]
[null,null,null,null,null,null,null,null,62.517797467646005,10.057629999225167,6.2159571859834113,null,null,null,null,null,null,null,null,null,null,"Брянск",-24,199,-2]
[null,null,null,null,null,null,null,null,62.721268362553303,{"$f":"K71*$K$1","v":10.073983523164271},6.2260642196139253,null,null,null,null,null,null,null,null,null,null,"Бугульма",-33,221,-5.8]
[null,null,null,null,null,null,null,null,{"$f":"J72*K72","v":62.925069828693459},10.090337047103377,{"$f":"K71+$K$5","v":6.2361712532444393},null,null,null,null,null,null,null,null,null,null,"Буяга",-52,266,-18.2]
[null,null,null,null,null,null,null,null,63.129201866066488,10.106690571042483,6.2462782868749533,null,null,null,null,null,null,null,null,null,null,"Бысса",-41,236,-13.6]
[null,null,null,null,null,null,null,null,63.333664474672368,10.123044094981589,6.2563853205054674,null,null,null,null,null,null,null,null,null,null,"Вайда-Губа",-16,287,-0.8]
[null,null,null,null,null,null,null,null,63.538457654511113,10.139397618920695,6.2664923541359814,null,null,null,null,null,null,null,null,null,null,"Ванавара",-50,260,-14]
[null,null,null,null,null,null,null,null,63.743581405582709,10.155751142859801,6.2765993877664954,null,null,null,null,null,null,null,null,null,null,"Варандей",-36,323,-7.3]
[null,null,null,null,null,null,null,null,63.949035727887164,10.172104666798905,6.2867064213970094,null,null,null,null,null,null,null,null,null,null,"Великие Луки",-27,208,-1.5]
[null,null,null,null,null,null,null,null,64.154820621424491,10.188458190738011,6.2968134550275234,null,null,null,null,null,null,null,null,null,null,"Великий Новгород",-27,221,-2.2999999999999998]
[null,null,null,null,null,null,null,null,64.36093608619467,10.204811714677117,6.3069204886580374,null,null,null,null,null,null,null,null,null,null,"Вельмо",-49,264,-12.5]
[null,null,null,null,null,null,null,null,64.567382122197714,10.221165238616223,6.3170275222885515,null,null,null,null,null,null,null,null,null,null,"Вендинга",-39,257,-5.9]
[null,null,null,null,null,null,null,null,64.774158729433609,10.237518762555329,6.3271345559190655,null,null,null,null,null,null,null,null,null,null,"Верхнеимбатск",-48,265,-11.7]
[null,null,null,null,null,null,null,null,64.981265907902369,10.253872286494435,6.3372415895495795,null,null,null,null,null,null,null,null,null,null,"Верхнеуральск",-34,221,-7.5]
[null,null,null,null,null,null,null,null,65.18870365760398,10.270225810433539,6.3473486231800935,null,null,null,null,null,null,null,null,null,null,"Верхний Баскунчак",-24,174,-2.5]
[null,null,null,null,null,null,null,null,65.396471978538472,10.286579334372645,6.3574556568106075,null,null,null,null,null,null,null,null,null,null,"Верхняя Гутара",-35,267,-7.7]
[null,null,null,null,null,null,null,null,65.6045708707058,10.302932858311751,6.3675626904411216,null,null,null,null,null,null,null,null,null,null,"Верхотурье",-36,233,-6.4]
[null,null,null,null,null,null,null,null,65.813000334106007,10.319286382250857,6.3776697240716356,null,null,null,null,null,null,null,null,null,null,"Верхоянск",-58,272,-25]
[null,null,null,null,null,null,null,null,66.021760368739066,10.335639906189963,6.3877767577021496,null,null,null,null,null,null,null,null,null,null,"Вилюйск",-51,259,-18.8]
[null,null,null,null,null,null,null,null,66.230850974604991,10.351993430129069,6.3978837913326636,null,null,null,null,null,null,null,null,null,null,"Витим",-50,255,-13.8]
[null,null,null,null,null,null,null,null,66.440272151703766,10.368346954068173,6.4079908249631776,null,null,null,null,null,null,null,null,null,null,"Владивосток",-23,198,-4.3]
[null,null,null,null,null,null,null,null,66.650023900035407,10.384700478007279,6.4180978585936916,null,null,null,null,null,null,null,null,null,null,"Владикавказ",-13,169,0.7]
[null,null,null,null,null,null,null,null,66.860106219599899,10.401054001946385,6.4282048922242057,null,null,null,null,null,null,null,null,null,null,"Владимир",-28,213,-3.5]
[null,null,null,null,null,null,null,null,67.070519110397257,10.417407525885491,6.4383119258547197,null,null,null,null,null,null,null,null,null,null,"Волгоград",-22,176,-2.2999999999999998]
[null,null,null,null,null,null,null,null,67.28126257242748,10.433761049824597,6.4484189594852337,null,null,null,null,null,null,null,null,null,null,"Вологда",-32,228,-4]
[null,null,null,null,null,null,null,null,67.492336605690554,10.450114573763701,6.4585259931157477,null,null,null,null,null,null,null,null,null,null,"Волочанка",-49,300,-17]
[null,null,null,null,null,null,null,null,67.703741210186493,10.466468097702807,6.4686330267462617,null,null,null,null,null,null,null,null,null,null,"Воркута",-41,306,-9.1]
[null,null,null,null,null,null,null,null,67.915476385915298,10.482821621641913,6.4787400603767757,null,null,null,null,null,null,null,null,null,null,"Воронеж",-24,190,-2.5]
[null,null,null,null,null,null,null,null,68.127542132876954,10.499175145581018,6.4888470940072898,null,null,null,null,null,null,null,null,null,null,"Воронцово",-51,297,-19.600000000000001]
[null,null,null,null,null,null,null,null,68.339938451071475,10.515528669520124,6.4989541276378038,null,null,null,null,null,null,null,null,null,null,"Выкса",-30,212,-4]
[null,null,null,null,null,null,null,null,68.552665340498862,10.53188219345923,6.5090611612683178,null,null,null,null,null,null,null,null,null,null,"Вытегра",-32,230,-3.4]
[null,null,null,null,null,null,null,null,68.765722801159086,10.548235717398335,6.5191681948988318,null,null,null,null,null,null,null,null,null,null,"Вяземский",-31,213,-9.3000000000000007]
[null,null,null,null,null,null,null,null,68.979110833052189,10.56458924133744,6.5292752285293458,null,null,null,null,null,null,null,null,null,null,"Вязьма",-27,217,-2.8]
[null,null,null,null,null,null,null,null,69.192829436178144,10.580942765276546,6.5393822621598598,null,null,null,null,null,null,null,null,null,null,"Вятка",-33,231,-5.4]
[null,null,null,null,null,null,null,null,69.406878610536964,10.597296289215652,6.5494892957903739,null,null,null,null,null,null,null,null,null,null,"Гвасюги",-35,228,-10.4]
[null,null,null,null,null,null,null,null,69.621258356128649,10.613649813154758,6.5595963294208879,null,null,null,null,null,null,null,null,null,null,"Глазов",-35,231,-6]
[null,null,null,null,null,null,null,null,69.835968672953186,10.630003337093864,6.5697033630514019,null,null,null,null,null,null,null,null,null,null,"Гош",-42,233,-14]
[null,null,null,null,null,null,null,null,70.051009561010574,10.646356861032968,6.5798103966819159,null,null,null,null,null,null,null,null,null,null,"Грозный",-17,159,0.9]
[null,null,null,null,null,null,null,null,70.266381020300827,10.662710384972074,6.5899174303124299,null,null,null,null,null,null,null,null,null,null,"Гроссевичи",-22,248,-4.3]
[null,null,null,null,null,null,null,null,70.482083050823945,10.67906390891118,6.600024463942944,null,null,null,null,null,null,null,null,null,null,"Дальнереченск",-29,199,-8.6999999999999993]
[null,null,null,null,null,null,null,null,70.698115652579929,10.695417432850286,6.610131497573458,null,null,null,null,null,null,null,null,null,null,"Дамбуки",-43,244,-14.3]
[null,null,null,null,null,null,null,null,70.914478825568764,10.711770956789392,6.620238531203972,null,null,null,null,null,null,null,null,null,null,"Дарасун",-34,247,-9.5]
[null,null,null,null,null,null,null,null,71.131172569790465,10.728124480728498,6.630345564834486,null,null,null,null,null,null,null,null,null,null,"Де-Кастри",-27,256,-6.9]
[null,null,null,null,null,null,null,null,71.348196885245017,10.744478004667602,6.640452598465,null,null,null,null,null,null,null,null,null,null,"Демьянское",-40,241,-8]
[null,null,null,null,null,null,null,null,71.565551771932434,10.760831528606708,6.650559632095514,null,null,null,null,null,null,null,null,null,null,"Дербент ",-9,138,3.7]
[null,null,null,null,null,null,null,null,71.783237229852716,10.777185052545814,6.6606666657260281,null,null,null,null,null,null,null,null,null,null,"Джалинда",-56,296,-19.5]
[null,null,null,null,null,null,null,null,72.00125325900585,10.79353857648492,6.6707736993565421,null,null,null,null,null,null,null,null,null,null,"Джаорэ",-30,252,-7.9]
[null,null,null,null,null,null,null,null,72.219599859391849,10.809892100424026,6.6808807329870561,null,null,null,null,null,null,null,null,null,null,"Джарджан",-54,283,-19.8]
[null,null,null,null,null,null,null,null,72.438277031010713,10.826245624363132,6.6909877666175701,null,null,null,null,null,null,null,null,null,null,"Джикимда",-51,256,-16.600000000000001]
[null,null,null,null,null,null,null,null,72.657284773862415,10.842599148302236,6.7010948002480841,null,null,null,null,null,null,null,null,null,null,"Диксон",-40,365,-11.5]
[null,null,null,null,null,null,null,null,72.876623087946996,10.858952672241342,6.7112018338785981,null,null,null,null,null,null,null,null,null,null,"Дмитров",-28,216,-3.1]
[null,null,null,null,null,null,null,null,73.096291973264442,10.875306196180448,6.7213088675091122,null,null,null,null,null,null,null,null,null,null,"Долинск",-24,231,-4]
[null,null,null,null,null,null,null,null,73.31629142981474,10.891659720119554,6.7314159011396262,null,null,null,null,null,null,null,null,null,null,"Дружина",-52,284,-20.2]
[null,null,null,null,null,null,null,null,73.536621457597889,10.90801324405866,6.7415229347701402,null,null,null,null,null,null,null,null,null,null,"Дубровское",-50,257,-12.3]
[null,null,null,null,null,null,null,null,73.757282056613917,10.924366767997766,6.7516299684006542,null,null,null,null,null,null,null,null,null,null,"Дуван",-34,224,-6]
[null,null,null,null,null,null,null,null,73.978273226862783,10.94072029193687,6.7617370020311682,null,null,null,null,null,null,null,null,null,null,"Дудинка",-46,296,-15.2]
[null,null,null,null,null,null,null,null,74.199594968344513,10.957073815875976,6.7718440356616822,null,null,null,null,null,null,null,null,null,null,"Екатеринбург",-32,221,-5.4]
[null,null,null,null,null,null,null,null,74.421247281059109,10.973427339815082,6.7819510692921963,null,null,null,null,null,null,null,null,null,null,"Екатерино-Никольское",-29,204,-9.3000000000000007]
[null,null,null,null,null,null,null,null,74.643230165006571,10.989780863754188,6.7920581029227103,null,null,null,null,null,null,null,null,null,null,"Екючю",-58,281,-23]
[null,null,null,null,null,null,null,null,74.865543620186898,11.006134387693294,6.8021651365532243,null,null,null,null,null,null,null,null,null,null,"Елабуга",-32,209,-5.2]
[null,null,null,null,null,null,null,null,75.088187646600062,11.022487911632398,6.8122721701837383,null,null,null,null,null,null,null,null,null,null,"Емецк",-33,249,-4.7]
[null,null,null,null,null,null,null,null,75.311162244246091,11.038841435571504,6.8223792038142523,null,null,null,null,null,null,null,null,null,null,"Енисейск",-46,245,-9.6]
[null,null,null,null,null,null,null,null,75.534467413124986,11.05519495951061,6.8324862374447664,null,null,null,null,null,null,null,null,null,null,"Ербогачен",-51,261,-15.3]
[null,null,null,null,null,null,null,null,75.758103153236746,11.071548483449716,6.8425932710752804,null,null,null,null,null,null,null,null,null,null,"Ерофей Павлович",-38,245,-12.7]
[null,null,null,null,null,null,null,null,75.982069464581372,11.087902007388822,6.8527003047057944,null,null,null,null,null,null,null,null,null,null,"Ессей ",-55,296,-18.399999999999999]
[null,null,null,null,null,null,null,null,76.206366347158848,11.104255531327928,6.8628073383363084,null,null,null,null,null,null,null,null,null,null,"Жигалово",-44,249,-12.3]
[null,null,null,null,null,null,null,null,76.430993800969176,{"$f":"K135*$K$1","v":11.120609055267032},6.8729143719668224,null,null,null,null,null,null,null,null,null,null,"Жиганск",-52,275,-20]
[null,null,null,null,null,null,null,null,{"$f":"J136*K136","v":76.65595182601237},11.136962579206138,{"$f":"K135+$K$5","v":6.8830214055973364},null,null,null,null,null,null,null,null,null,null,"Завитинск",-36,226,-11.8]
[null,null,null,null,null,null,null,null,76.881240422288428,11.153316103145244,6.8931284392278505,null,null,null,null,null,null,null,null,null,null,"Земетчино",-28,200,-3.8]
[null,null,null,null,null,null,null,null,77.106859589797338,11.16966962708435,6.9032354728583645,null,null,null,null,null,null,null,null,null,null,"Зея",-42,238,-13.8]
[null,null,null,null,null,null,null,null,77.332809328539113,11.186023151023456,6.9133425064888785,null,null,null,null,null,null,null,null,null,null,"Зима",-42,239,-9.6999999999999993]
[null,null,null,null,null,null,null,null,77.559089638513754,11.202376674962562,6.9234495401193925,null,null,null,null,null,null,null,null,null,null,"Змеиногорск",-36,211,-6.7]
[null,null,null,null,null,null,null,null,77.785700519721246,11.218730198901666,6.9335565737499065,null,null,null,null,null,null,null,null,null,null,"Зырянка",-50,265,-20.399999999999999]
[null,null,null,null,null,null,null,null,78.012641972161603,11.235083722840772,6.9436636073804205,null,null,null,null,null,null,null,null,null,null,"Иваново",-30,219,-3.9]
[null,null,null,null,null,null,null,null,78.239913995834812,11.251437246779878,6.9537706410109346,null,null,null,null,null,null,null,null,null,null,"Ивдель",-39,245,-7.6]
[null,null,null,null,null,null,null,null,78.467516590740885,11.267790770718983,6.9638776746414486,null,null,null,null,null,null,null,null,null,null,"Игарка",-49,292,-16.7]
[null,null,null,null,null,null,null,null,78.695449756879825,11.284144294658089,6.9739847082719626,null,null,null,null,null,null,null,null,null,null,"Ижевск",-33,219,-5.6]
[null,null,null,null,null,null,null,null,78.923713494251629,11.300497818597195,6.9840917419024766,null,null,null,null,null,null,null,null,null,null,"Ика",-50,263,-13.8]
[null,null,null,null,null,null,null,null,79.152307802856271,11.3168513425363,6.9941987755329906,null,null,null,null,null,null,null,null,null,null,"Илимск",-45,255,-11]
[null,null,null,null,null,null,null,null,79.381232682693778,11.333204866475405,7.0043058091635046,null,null,null,null,null,null,null,null,null,null,"Им",-40,232,-12.5]
[null,null,null,null,null,null,null,null,79.610488133764164,11.349558390414511,7.0144128427940187,null,null,null,null,null,null,null,null,null,null,"Индига",-34,298,-5.6]
[null,null,null,null,null,null,null,null,79.840074156067402,11.365911914353617,7.0245198764245327,null,null,null,null,null,null,null,null,null,null,"Иркутск",-33,232,-7.7]
[null,null,null,null,null,null,null,null,80.069990749603491,11.382265438292723,7.0346269100550467,null,null,null,null,null,null,null,null,null,null,"Исиль-Куль",-36,225,-8.6]
[null,null,null,null,null,null,null,null,80.300237914372445,11.398618962231829,7.0447339436855607,null,null,null,null,null,null,null,null,null,null,"Исить",-49,255,-17.899999999999999]
[null,null,null,null,null,null,null,null,80.530815650374251,11.414972486170933,7.0548409773160747,null,null,null,null,null,null,null,null,null,null,"Ича",-26,276,-4.0999999999999996]
[null,null,null,null,null,null,null,null,80.761723957608922,11.431326010110039,7.0649480109465888,null,null,null,null,null,null,null,null,null,null,"Ичера",-50,254,-12.9]
[null,null,null,null,null,null,null,null,80.992962836076458,11.447679534049145,7.0750550445771028,null,null,null,null,null,null,null,null,null,null,"Иэма",-57,292,-22.9]
[null,null,null,null,null,null,null,null,81.22453228577686,11.464033057988251,7.0851620782076168,null,null,null,null,null,null,null,null,null,null,"Йошкар-Ола",-33,215,-4.9000000000000004]
[null,null,null,null,null,null,null,null,81.456432306710113,11.480386581927357,7.0952691118381308,null,null,null,null,null,null,null,null,null,null,"Казань",-31,208,-4.8]
[null,null,null,null,null,null,null,null,81.688662898876231,11.496740105866463,7.1053761454686448,null,null,null,null,null,null,null,null,null,null,"Калакан",-45,257,-16.3]
[null,null,null,null,null,null,null,null,81.921224062275186,11.513093629805567,7.1154831790991588,null,null,null,null,null,null,null,null,null,null,"Калуга",-27,210,-2.9]
[null,null,null,null,null,null,null,null,82.154115796907021,11.529447153744673,7.1255902127296729,null,null,null,null,null,null,null,null,null,null,"Каменск-Уральский",-35,222,-6.9]
[null,null,null,null,null,null,null,null,82.387338102771722,11.545800677683779,7.1356972463601869,null,null,null,null,null,null,null,null,null,null,"Камышин",-26,188,-4.0999999999999996]
[null,null,null,null,null,null,null,null,82.620890979869273,11.562154201622885,7.1458042799907009,null,null,null,null,null,null,null,null,null,null,"Кандалакша",-30,265,-4.5999999999999996]
[null,null,null,null,null,null,null,null,82.85477442819969,11.578507725561991,7.1559113136212149,null,null,null,null,null,null,null,null,null,null,"Канин Нос",-23,316,-2.4]
[null,null,null,null,null,null,null,null,83.088988447762972,11.594861249501097,7.1660183472517289,null,null,null,null,null,null,null,null,null,null,"Канск",-42,237,-8.8000000000000007]
[null,null,null,null,null,null,null,null,83.323533038559091,11.611214773440201,7.1761253808822429,null,null,null,null,null,null,null,null,null,null,"Карасук",-37,218,-8.9]
[null,null,null,null,null,null,null,null,83.55840820058809,11.627568297379307,7.186232414512757,null,null,null,null,null,null,null,null,null,null,"Катанда",-40,237,-9.1999999999999993]
[null,null,null,null,null,null,null,null,83.79361393384994,11.643921821318413,7.196339448143271,null,null,null,null,null,null,null,null,null,null,"Кашира",-27,212,-3.4]
[null,null,null,null,null,null,null,null,84.029150238344656,11.660275345257519,7.206446481773785,null,null,null,null,null,null,null,null,null,null,"Кежма",-48,252,-12.3]
[null,null,null,null,null,null,null,null,84.265017114072222,11.676628869196625,7.216553515404299,null,null,null,null,null,null,null,null,null,null,"Кемерово",-39,227,-8]
[null,null,null,null,null,null,null,null,84.501214561032654,11.692982393135729,7.226660549034813,null,null,null,null,null,null,null,null,null,null,"Кемь",-28,255,-3.5]
[null,null,null,null,null,null,null,null,84.737742579225937,11.709335917074835,7.236767582665327,null,null,null,null,null,null,null,null,null,null,"Кинешма",-31,221,-4.0999999999999996]
[null,null,null,null,null,null,null,null,84.9746011686521,11.725689441013941,7.2468746162958411,null,null,null,null,null,null,null,null,null,null,"Киренск",-49,251,-12.8]
[null,null,null,null,null,null,null,null,85.211790329311114,11.742042964953047,7.2569816499263551,null,null,null,null,null,null,null,null,null,null,"Кировский",-31,201,-8.8000000000000007]
[null,null,null,null,null,null,null,null,85.449310061202993,11.758396488892153,7.2670886835568691,null,null,null,null,null,null,null,null,null,null,"Кировское",-36,246,-9.1999999999999993]
[null,null,null,null,null,null,null,null,85.687160364327724,11.774750012831259,7.2771957171873831,null,null,null,null,null,null,null,null,null,null,"Киселевск",-39,227,-7.3]
[null,null,null,null,null,null,null,null,85.925341238685306,11.791103536770363,7.2873027508178971,null,null,null,null,null,null,null,null,null,null,"Кисловодск",-16,179,0.4]
[null,null,null,null,null,null,null,null,86.163852684275753,11.807457060709469,7.2974097844484112,null,null,null,null,null,null,null,null,null,null,"Ключи",-33,251,-6.6]
[null,null,null,null,null,null,null,null,86.402694701099065,11.823810584648575,7.3075168180789252,null,null,null,null,null,null,null,null,null,null,"Ключи",-39,240,-7.4]
[null,null,null,null,null,null,null,null,86.641867289155243,11.840164108587681,7.3176238517094392,null,null,null,null,null,null,null,null,null,null,"Ковдор",-35,271,-4.9000000000000004]
[null,null,null,null,null,null,null,null,86.881370448444272,11.856517632526787,7.3277308853399532,null,null,null,null,null,null,null,null,null,null,"Козыревск",-37,256,-7.3]
[null,null,null,null,null,null,null,null,87.121204178966167,11.872871156465893,7.3378379189704672,null,null,null,null,null,null,null,null,null,null,"Койнас",-41,262,-6.2]
[null,null,null,null,null,null,null,null,87.361368480720913,11.889224680404997,7.3479449526009812,null,null,null,null,null,null,null,null,null,null,"Колпашево",-42,243,-8.8000000000000007]
[null,null,null,null,null,null,null,null,87.601863353708524,11.905578204344103,7.3580519862314953,null,null,null,null,null,null,null,null,null,null,"Комсомольск-на-Амуре",-35,223,-10.8]
[null,null,null,null,null,null,null,null,87.842688797929,11.921931728283209,7.3681590198620093,null,null,null,null,null,null,null,null,null,null,"Кондинское",-40,238,-8.6]
[null,null,null,null,null,null,null,null,88.083844813382328,11.938285252222315,7.3782660534925233,null,null,null,null,null,null,null,null,null,null,"Кондома",-40,236,-7.8]
[null,null,null,null,null,null,null,null,88.325331400068521,11.954638776161421,7.3883730871230373,null,null,null,null,null,null,null,null,null,null,"Корсаков",-20,232,-2.7]
[null,null,null,null,null,null,null,null,88.567148557987579,11.970992300100527,7.3984801207535513,null,null,null,null,null,null,null,null,null,null,"Корф",-29,270,-7.1]
[null,null,null,null,null,null,null,null,88.809296287139475,11.987345824039631,7.4085871543840653,null,null,null,null,null,null,null,null,null,null,"Кострома",-31,222,-3.9]
[null,null,null,null,null,null,null,null,89.05177458752425,12.003699347978737,7.4186941880145794,null,null,null,null,null,null,null,null,null,null,"Костычевка",-26,190,-3.9]
[null,null,null,null,null,null,null,null,89.294583459141876,12.020052871917843,7.4288012216450934,null,null,null,null,null,null,null,null,null,null,"Котельниково",-24,176,-1.6]
[null,null,null,null,null,null,null,null,89.537722901992367,12.036406395856948,7.4389082552756074,null,null,null,null,null,null,null,null,null,null,"Коткино",-41,285,-7.1]
[null,null,null,null,null,null,null,null,89.781192916075724,12.052759919796054,7.4490152889061214,null,null,null,null,null,null,null,null,null,null,"Котлас",-31,237,-5]
[null,null,null,null,null,null,null,null,90.024993501391933,12.06911344373516,7.4591223225366354,null,null,null,null,null,null,null,null,null,null,"Кочки",-39,228,-8.9]
[null,null,null,null,null,null,null,null,90.269124657940992,12.085466967674265,7.4692293561671494,null,null,null,null,null,null,null,null,null,null,"Кош-Агач",-42,256,-12]
[null,null,null,null,null,null,null,null,90.513586385722931,12.10182049161337,7.4793363897976635,null,null,null,null,null,null,null,null,null,null,"Красная Поляна",-9,155,3]
[null,null,null,null,null,null,null,null,90.758378684737721,12.118174015552476,7.4894434234281775,null,null,null,null,null,null,null,null,null,null,"Краснодар",-14,145,2.5]
[null,null,null,null,null,null,null,null,91.003501554985377,12.134527539491582,7.4995504570586915,null,null,null,null,null,null,null,null,null,null,"Краснощелье",-35,279,-5.4]
[null,null,null,null,null,null,null,null,91.248954996465883,12.150881063430688,7.5096574906892055,null,null,null,null,null,null,null,null,null,null,"Красноярск",-37,233,-6.7]
[null,null,null,null,null,null,null,null,91.494739009179256,{"$f":"K199*$K$1","v":12.167234587369794},7.5197645243197195,null,null,null,null,null,null,null,null,null,null,"Красный Чикой",-37,240,-11.2]
[null,null,null,null,null,null,null,null,{"$f":"J200*K200","v":91.740853593125479},12.183588111308898,{"$f":"K199+$K$5","v":7.5298715579502336},null,null,null,null,null,null,null,null,null,null,"Красный Яр",-34,217,-10]
[null,null,null,null,null,null,null,null,91.987298748304568,12.199941635248004,7.5399785915807476,null,null,null,null,null,null,null,null,null,null,"Крест-Хальджай",-54,254,-22.7]
[null,null,null,null,null,null,null,null,92.234074474716522,12.21629515918711,7.5500856252112616,null,null,null,null,null,null,null,null,null,null,"Кроноки",-20,280,-2.2000000000000002]
[null,null,null,null,null,null,null,null,92.481180772361327,12.232648683126216,7.5601926588417756,null,null,null,null,null,null,null,null,null,null,"Кувандык",-30,204,-6.9]
[null,null,null,null,null,null,null,null,92.728617641239012,12.249002207065322,7.5702996924722896,null,null,null,null,null,null,null,null,null,null,"Купино",-38,215,-8.9]
[null,null,null,null,null,null,null,null,92.97638508134952,12.265355731004426,7.5804067261028036,null,null,null,null,null,null,null,null,null,null,"Курган",-36,212,-7.6]
[null,null,null,null,null,null,null,null,93.224483092692921,12.281709254943532,7.5905137597333177,null,null,null,null,null,null,null,null,null,null,"Курильск",-15,223,-0.4]
[null,null,null,null,null,null,null,null,93.47291167526916,12.298062778882638,7.6006207933638317,null,null,null,null,null,null,null,null,null,null,"Курск",-24,194,-2.2999999999999998]
[null,null,null,null,null,null,null,null,93.721670829078278,12.314416302821744,7.6107278269943457,null,null,null,null,null,null,null,null,null,null,"Кызыл",-47,225,-15]
[null,null,null,null,null,null,null,null,93.970760554120247,12.33076982676085,7.6208348606248597,null,null,null,null,null,null,null,null,null,null,"Кыштовка",-40,231,-8.9]
[null,null,null,null,null,null,null,null,94.220180850395082,12.347123350699956,7.6309418942553737,null,null,null,null,null,null,null,null,null,null,"Кюсюр",-54,295,-19.7]
[null,null,null,null,null,null,null,null,94.469931717902753,12.36347687463906,7.6410489278858877,null,null,null,null,null,null,null,null,null,null,"Кяхта",-31,229,-8.6999999999999993]
[null,null,null,null,null,null,null,null,94.720013156643304,12.379830398578166,7.6511559615164018,null,null,null,null,null,null,null,null,null,null,"Ленск",-50,258,-14.3]
[null,null,null,null,null,null,null,null,94.970425166616721,12.396183922517272,7.6612629951469158,null,null,null,null,null,null,null,null,null,null,"Леуши",-37,237,-7.4]
[null,null,null,null,null,null,null,null,95.221167747822989,12.412537446456378,7.6713700287774298,null,null,null,null,null,null,null,null,null,null,"Липецк",-27,202,-3.4]
[null,null,null,null,null,null,null,null,95.472240900262122,12.428890970395484,7.6814770624079438,null,null,null,null,null,null,null,null,null,null,"Ловозеро",-31,281,-5]
[null,null,null,null,null,null,null,null,95.723644623934106,12.44524449433459,7.6915840960384578,null,null,null,null,null,null,null,null,null,null,"Лопатка, мыс",-13,297,-0.2]
[null,null,null,null,null,null,null,null,95.975378918838942,12.461598018273694,7.7016911296689718,null,null,null,null,null,null,null,null,null,null,"Лоухи",-31,261,-4.2]
[null,null,null,null,null,null,null,null,96.227443784976657,12.4779515422128,7.7117981632994859,null,null,null,null,null,null,null,null,null,null,"Магадан",-29,279,-7.5]
[null,null,null,null,null,null,null,null,96.479839222347223,12.494305066151906,7.7219051969299999,null,null,null,null,null,null,null,null,null,null,"Майкоп",-19,148,2.2999999999999998]
[null,null,null,null,null,null,null,null,96.732565230950655,12.510658590091012,7.7320122305605139,null,null,null,null,null,null,null,null,null,null,"Макаров",-23,241,-4.2]
[null,null,null,null,null,null,null,null,96.985621810786952,12.527012114030118,7.7421192641910279,null,null,null,null,null,null,null,null,null,null,"Мама",-46,255,-12.6]
[null,null,null,null,null,null,null,null,97.239008961856101,12.543365637969224,7.7522262978215419,null,null,null,null,null,null,null,null,null,null,"Маргаритово",-21,209,-4.0999999999999996]
[null,null,null,null,null,null,null,null,97.4927266841581,12.559719161908328,7.762333331452056,null,null,null,null,null,null,null,null,null,null,"Мариинск",-40,235,-7.7]
[null,null,null,null,null,null,null,null,97.746774977692965,12.576072685847434,7.77244036508257,null,null,null,null,null,null,null,null,null,null,"Марково",-49,250,-12.3]
[null,null,null,null,null,null,null,null,98.001153842460695,12.59242620978654,7.782547398713084,null,null,null,null,null,null,null,null,null,null,"Марково",-47,274,-15.3]
[null,null,null,null,null,null,null,null,98.255863278461291,12.608779733725646,7.792654432343598,null,null,null,null,null,null,null,null,null,null,"Марресаля",-39,365,-8]
[null,null,null,null,null,null,null,null,98.510903285694738,12.625133257664752,7.802761465974112,null,null,null,null,null,null,null,null,null,null,"Махачкала",-13,144,2.7]
[null,null,null,null,null,null,null,null,98.76627386416105,12.641486781603858,7.812868499604626,null,null,null,null,null,null,null,null,null,null,"Мезень",-35,268,-5.3]
[null,null,null,null,null,null,null,null,99.0219750138602,12.657840305542962,7.8229755332351401,null,null,null,null,null,null,null,null,null,null,"Мелеуз",-35,210,-6.4]
[null,null,null,null,null,null,null,null,99.278006734792228,12.674193829482068,7.8330825668656541,null,null,null,null,null,null,null,null,null,null,"Мельничное",-31,221,-9.6]
[null,null,null,null,null,null,null,null,99.534369026957123,12.690547353421174,7.8431896004961681,null,null,null,null,null,null,null,null,null,null,"Миллерово",-21,179,-1.7]
[null,null,null,null,null,null,null,null,99.791061890354868,12.70690087736028,7.8532966341266821,null,null,null,null,null,null,null,null,null,null,"Мильково",-38,256,-8.3000000000000007]
[null,null,null,null,null,null,null,null,100.04808532498548,12.723254401299386,7.8634036677571961,null,null,null,null,null,null,null,null,null,null,"Минусинск",-40,221,-7.9]
[null,null,null,null,null,null,null,null,100.30543933084894,12.739607925238492,7.8735107013877101,null,null,null,null,null,null,null,null,null,null,"Могоча",-39,250,-13.8]
[null,null,null,null,null,null,null,null,100.56312390794525,12.755961449177596,7.8836177350182242,null,null,null,null,null,null,null,null,null,null,"Монды",-33,266,-8.1]
[null,null,null,null,null,null,null,null,100.82113905627445,12.772314973116702,7.8937247686487382,null,null,null,null,null,null,null,null,null,null,"Мончегорск",-30,271,-4.5]
[null,null,null,null,null,null,null,null,101.07948477583651,12.788668497055808,7.9038318022792522,null,null,null,null,null,null,null,null,null,null,"Москва",-25,205,-2.2000000000000002]
[null,null,null,null,null,null,null,null,101.33816106663141,12.805022020994913,7.9139388359097662,null,null,null,null,null,null,null,null,null,null,"Мурманск",-30,275,-3.4]
[null,null,null,null,null,null,null,null,101.59716792865918,12.821375544934019,7.9240458695402802,null,null,null,null,null,null,null,null,null,null,"Муром",-30,214,-4]
[null,null,null,null,null,null,null,null,101.8565053619198,12.837729068873125,7.9341529031707942,null,null,null,null,null,null,null,null,null,null,"Нагорный",-40,270,-14.8]
[null,null,null,null,null,null,null,null,102.11617336641328,12.85408259281223,7.9442599368013083,null,null,null,null,null,null,null,null,null,null,"Нагорское",-34,239,-5.8]
[null,null,null,null,null,null,null,null,102.37617194213962,12.870436116751335,7.9543669704318223,null,null,null,null,null,null,null,null,null,null,"Надым",-45,278,-11.5]
[null,null,null,null,null,null,null,null,102.63650108909884,12.886789640690441,7.9644740040623363,null,null,null,null,null,null,null,null,null,null,"Наканно",-54,266,-16.899999999999999]
[null,null,null,null,null,null,null,null,102.8971608072909,12.903143164629547,7.9745810376928503,null,null,null,null,null,null,null,null,null,null,"Нальчик",-18,168,0.6]
[null,null,null,null,null,null,null,null,103.15815109671583,12.919496688568653,7.9846880713233643,null,null,null,null,null,null,null,null,null,null,"Нарьян-Мар",-39,289,-7.5]
[null,null,null,null,null,null,null,null,103.4194719573736,12.935850212507757,7.9947951049538784,null,null,null,null,null,null,null,null,null,null,"Начики",-32,275,-7.4]
[null,null,null,null,null,null,null,null,103.68112338926429,12.952203736446865,8.0049021385843933,null,null,null,null,null,null,null,null,null,null,"Невельск",-16,219,-2.1]
[null,null,null,null,null,null,null,null,103.94310539238781,12.968557260385973,8.0150091722149082,null,null,null,null,null,null,null,null,null,null,"Невинномысск",-18,168,0.1]
[null,null,null,null,null,null,null,null,104.20541796674419,12.984910784325079,8.0251162058454231,null,null,null,null,null,null,null,null,null,null,"Невон",-48,253,-11.1]
[null,null,null,null,null,null,null,null,104.46806111233344,13.001264308264187,8.035223239475938,null,null,null,null,null,null,null,null,null,null,"Непа",-50,261,-12.9]
[null,null,null,null,null,null,null,null,104.73103482915556,13.017617832203294,8.0453302731064529,null,null,null,null,null,null,null,null,null,null,"Нера",-58,272,-23.8]
[null,null,null,null,null,null,null,null,104.99433911721052,13.0339713561424,8.0554373067369678,null,null,null,null,null,null,null,null,null,null,"Нерчинск",-44,233,-14.1]
[null,null,null,null,null,null,null,null,105.25797397649835,13.050324880081508,8.0655443403674827,null,null,null,null,null,null,null,null,null,null,"Нерчинский Завод",-38,233,-12.7]
[null,null,null,null,null,null,null,null,105.52193940701905,13.066678404020616,8.0756513739979976,null,null,null,null,null,null,null,null,null,null,"Ниванкюль",-36,271,-4.5999999999999996]
[null,null,null,null,null,null,null,null,105.78623540877258,13.083031927959722,8.0857584076285125,null,null,null,null,null,null,null,null,null,null,"Нижнеангарск",-32,255,-9.6]
[null,null,null,null,null,null,null,null,106.050861981759,13.099385451898829,8.0958654412590274,null,null,null,null,null,null,null,null,null,null,"Нижнетамбовское",-36,229,-10.9]
[null,null,null,null,null,null,null,null,106.31581912597828,13.115738975837937,8.1059724748895423,null,null,null,null,null,null,null,null,null,null,"Нижний Новгород",-31,215,-4.0999999999999996]
[null,null,null,null,null,null,null,null,106.5811068414304,13.132092499777043,8.1160795085200572,null,null,null,null,null,null,null,null,null,null,"Николаевск-на-Амуре",-33,245,-10.1]
[null,null,null,null,null,null,null,null,106.84672512811538,13.148446023716151,8.1261865421505721,null,null,null,null,null,null,null,null,null,null,"Никольск",-35,231,-4.7]
[null,null,null,null,null,null,null,null,107.11267398603323,13.164799547655257,8.136293575781087,null,null,null,null,null,null,null,null,null,null,"Новоаннинский",-26,191,-3.4]
[null,null,null,null,null,null,null,null,107.37895341518394,13.181153071594364,8.1464006094116019,null,null,null,null,null,null,null,null,null,null,"Новосибирск",-37,221,-8.1]
[null,null,null,null,null,null,null,null,107.64556341556751,13.197506595533472,8.1565076430421168,null,null,null,null,null,null,null,null,null,null,"Ноглики",-30,254,-7.2]
[null,null,null,null,null,null,null,null,107.91250398718392,{"$f":"K263*$K$1","v":13.213860119472578},8.1666146766726317,null,null,null,null,null,null,null,null,null,null,"Ножовка",-36,221,-6.1]
[null,null,null,null,null,null,null,null,{"$f":"J264*K264","v":108.17977513003322},13.230213643411686,{"$f":"K263+$K$5","v":8.1767217103031467},null,null,null,null,null,null,null,null,null,null,"Норский Склад",-43,232,-14.3]
[null,null,null,null,null,null,null,null,108.44737684411538,13.246567167350793,8.1868287439336616,null,null,null,null,null,null,null,null,null,null,"Нюрба",-52,263,-17.7]
[null,null,null,null,null,null,null,null,108.71530912943038,13.262920691289899,8.1969357775641765,null,null,null,null,null,null,null,null,null,null,"Нюя",-50,253,-14.2]
[null,null,null,null,null,null,null,null,108.98357198597824,13.279274215229007,8.2070428111946914,null,null,null,null,null,null,null,null,null,null,"Нязепетровск",-35,229,-6.8]
[null,null,null,null,null,null,null,null,109.25216541375899,13.295627739168115,8.2171498448252063,null,null,null,null,null,null,null,null,null,null,"о. Беринга",-11,283,0.4]
[null,null,null,null,null,null,null,null,109.52108941277257,13.311981263107221,8.2272568784557212,null,null,null,null,null,null,null,null,null,null,"Облучье",-36,227,-11.5]
[null,null,null,null,null,null,null,null,109.79034398301901,13.328334787046328,8.2373639120862361,null,null,null,null,null,null,null,null,null,null,"Объячево",-34,239,-5.3]
[null,null,null,null,null,null,null,null,110.05992912449831,13.344688310985434,8.247470945716751,null,null,null,null,null,null,null,null,null,null,"Огорон",-40,247,-13.3]
[null,null,null,null,null,null,null,null,110.32984483721049,13.361041834924542,8.2575779793472659,null,null,null,null,null,null,null,null,null,null,"Оймякон",-59,277,-25.4]
[null,null,null,null,null,null,null,null,110.60009112115551,13.37739535886365,8.2676850129777808,null,null,null,null,null,null,null,null,null,null,"Октябрьская",-25,281,-3.5]
[null,null,null,null,null,null,null,null,110.87066797633339,13.393748882802756,8.2777920466082957,null,null,null,null,null,null,null,null,null,null,"Октябрьское",-41,257,-9.1]
[null,null,null,null,null,null,null,null,111.14157540274415,13.410102406741863,8.2878990802388106,null,null,null,null,null,null,null,null,null,null,"Олекминск",-49,253,-15.7]
[null,null,null,null,null,null,null,null,111.41281340038776,13.426455930680971,8.2980061138693255,null,null,null,null,null,null,null,null,null,null,"Оленек",-55,287,-18.899999999999999]
[null,null,null,null,null,null,null,null,111.68438196926422,13.442809454620077,8.3081131474998404,null,null,null,null,null,null,null,null,null,null,"Олонец",-29,233,-3.2]
[null,null,null,null,null,null,null,null,111.95628110937355,13.459162978559185,8.3182201811303553,null,null,null,null,null,null,null,null,null,null,"Омолон",-47,283,-19.8]
[null,null,null,null,null,null,null,null,112.22851082071575,13.475516502498293,8.3283272147608702,null,null,null,null,null,null,null,null,null,null,"Омск",-37,216,-8.1]
[null,null,null,null,null,null,null,null,112.50107110329078,13.491870026437399,8.3384342483913851,null,null,null,null,null,null,null,null,null,null,"Омсукчан",-50,286,-17.2]
[null,null,null,null,null,null,null,null,112.77396195709871,13.508223550376506,8.3485412820219,null,null,null,null,null,null,null,null,null,null,"Онгудай",-38,231,-8.3000000000000007]
[null,null,null,null,null,null,null,null,113.04718338213945,13.524577074315612,8.358648315652415,null,null,null,null,null,null,null,null,null,null,"Онега",-32,243,-4]
[null,null,null,null,null,null,null,null,113.32073537841309,13.54093059825472,8.3687553492829299,null,null,null,null,null,null,null,null,null,null,"Орёл",-25,199,-2.4]
[null,null,null,null,null,null,null,null,113.59461794591958,13.557284122193828,8.3788623829134448,null,null,null,null,null,null,null,null,null,null,"Оренбург",-32,195,-6.1]
[null,null,null,null,null,null,null,null,113.86883108465892,13.573637646132934,8.3889694165439597,null,null,null,null,null,null,null,null,null,null,"Орлинга",-45,252,-12]
[null,null,null,null,null,null,null,null,114.14337479463113,13.589991170072041,8.3990764501744746,null,null,null,null,null,null,null,null,null,null,"Оссора",-31,272,-6.6]
[null,null,null,null,null,null,null,null,114.4182490758362,13.606344694011149,8.4091834838049895,null,null,null,null,null,null,null,null,null,null,"Островное",-51,278,-19]
[null,null,null,null,null,null,null,null,114.69345392827412,13.622698217950255,8.4192905174355044,null,null,null,null,null,null,null,null,null,null,"Оха",-29,266,-7.3]
[null,null,null,null,null,null,null,null,114.96898935194491,13.639051741889363,8.4293975510660193,null,null,null,null,null,null,null,null,null,null,"Охотск",-32,274,-9.6]
[null,null,null,null,null,null,null,null,115.24485534684857,13.65540526582847,8.4395045846965342,null,null,null,null,null,null,null,null,null,null,"Охотский Перевоз",-55,260,-21.7]
[null,null,null,null,null,null,null,null,115.52105191298507,13.671758789767576,8.4496116183270491,null,null,null,null,null,null,null,null,null,null,"Паданы",-30,246,-3.7]
[null,null,null,null,null,null,null,null,115.79757905035444,13.688112313706684,8.459718651957564,null,null,null,null,null,null,null,null,null,null,"Палатка",-38,280,-10.7]
[null,null,null,null,null,null,null,null,116.07443675895667,13.70446583764579,8.4698256855880789,null,null,null,null,null,null,null,null,null,null,"Партизанск",-22,198,-4.5]
[null,null,null,null,null,null,null,null,116.35162503879175,13.720819361584898,8.4799327192185938,null,null,null,null,null,null,null,null,null,null,"Пенза",-27,200,-4.0999999999999996]
[null,null,null,null,null,null,null,null,116.62914388985971,13.737172885524005,8.4900397528491087,null,null,null,null,null,null,null,null,null,null,"Перевоз",-46,258,-12.6]
[null,null,null,null,null,null,null,null,116.90699331216051,13.753526409463111,8.5001467864796236,null,null,null,null,null,null,null,null,null,null,"Пермь",-35,225,-5.5]
[null,null,null,null,null,null,null,null,117.18517330569418,13.769879933402219,8.5102538201101385,null,null,null,null,null,null,null,null,null,null,"Петрозаводск",-28,235,-3.2]
[null,null,null,null,null,null,null,null,117.46368387046071,13.786233457341327,8.5203608537406534,null,null,null,null,null,null,null,null,null,null,"Петропавловск-Камачатский",-18,250,-1.7]
[null,null,null,null,null,null,null,null,117.74252500646008,13.802586981280433,8.5304678873711683,null,null,null,null,null,null,null,null,null,null,"Петрунь",-43,285,-8.8000000000000007]
[null,null,null,null,null,null,null,null,118.02169671369234,13.81894050521954,8.5405749210016833,null,null,null,null,null,null,null,null,null,null,"Печора",-43,268,-7.9]
[null,null,null,null,null,null,null,null,118.30119899215745,13.835294029158648,8.5506819546321982,null,null,null,null,null,null,null,null,null,null,"Погиби",-30,249,-8.6999999999999993]
[null,null,null,null,null,null,null,null,118.58103184185541,13.851647553097754,8.5607889882627131,null,null,null,null,null,null,null,null,null,null,"Порецкое",-30,207,-4.5]
[null,null,null,null,null,null,null,null,118.86119526278624,13.868001077036862,8.570896021893228,null,null,null,null,null,null,null,null,null,null,"Поронайск",-26,245,-5.8]
[null,null,null,null,null,null,null,null,119.14168925494992,13.884354600975968,8.5810030555237429,null,null,null,null,null,null,null,null,null,null,"Посьет",-19,187,-2.9]
[null,null,null,null,null,null,null,null,119.42251381834647,13.900708124915075,8.5911100891542578,null,null,null,null,null,null,null,null,null,null,"Поярково",-37,222,-11.9]
[null,null,null,null,null,null,null,null,119.70366895297589,13.917061648854183,8.6012171227847727,null,null,null,null,null,null,null,null,null,null,"Преображение",-16,202,-1.6]
[null,null,null,null,null,null,null,null,119.98515465883814,13.933415172793289,8.6113241564152876,null,null,null,null,null,null,null,null,null,null,"Преображенка",-50,259,-13.3]
[null,null,null,null,null,null,null,null,120.26697093593327,13.949768696732397,8.6214311900458025,null,null,null,null,null,null,null,null,null,null,"Приморско-Ахтарск",-20,159,1]
[null,null,null,null,null,null,null,null,120.54911778426127,13.966122220671505,8.6315382236763174,null,null,null,null,null,null,null,null,null,null,"Псков",-26,208,-1.3]
[null,null,null,null,null,null,null,null,120.8315952038221,13.98247574461061,8.6416452573068323,null,null,null,null,null,null,null,null,null,null,"Пулозеро",-35,277,-4.8]
[null,null,null,null,null,null,null,null,121.11440319461582,13.998829268549718,8.6517522909373472,null,null,null,null,null,null,null,null,null,null,"Пялица",-25,298,-2.8]
[null,null,null,null,null,null,null,null,121.39754175664238,14.015182792488826,8.6618593245678621,null,null,null,null,null,null,null,null,null,null,"Пятигорск",-20,175,0.2]
[null,null,null,null,null,null,null,null,121.6810108899018,14.031536316427932,8.671966358198377,null,null,null,null,null,null,null,null,null,null,"Реболы",-33,248,-4.2]
[null,null,null,null,null,null,null,null,121.96481059439409,14.04788984036704,8.6820733918288919,null,null,null,null,null,null,null,null,null,null,"Ржев",-28,217,-2.7]
[null,null,null,null,null,null,null,null,122.24894087011924,14.064243364306147,8.6921804254594068,null,null,null,null,null,null,null,null,null,null,"Родино",-38,215,-8.1]
[null,null,null,null,null,null,null,null,122.53340171707724,14.080596888245253,8.7022874590899217,null,null,null,null,null,null,null,null,null,null,"Ростов-на-Дону",-19,166,-0.1]
[null,null,null,null,null,null,null,null,122.81819313526812,14.096950412184361,8.7123944927204366,null,null,null,null,null,null,null,null,null,null,"Рубцовск",-35,206,-7.9]
[null,null,null,null,null,null,null,null,123.10331512469183,14.113303936123467,8.7225015263509516,null,null,null,null,null,null,null,null,null,null,"Рудная Пристань",-19,215,-3.1]
[null,null,null,null,null,null,null,null,123.38876768534843,14.129657460062575,8.7326085599814665,null,null,null,null,null,null,null,null,null,null,"Рыбновск",-33,255,-8.9]
[null,null,null,null,null,null,null,null,123.67455081723787,14.146010984001682,8.7427155936119814,null,null,null,null,null,null,null,null,null,null,"Рязань",-27,208,-3.5]
[null,null,null,null,null,null,null,null,123.96066452036017,14.162364507940788,8.7528226272424963,null,null,null,null,null,null,null,null,null,null,"Савали",-33,220,-5.7]
[null,null,null,null,null,null,null,null,124.24710879471534,14.178718031879896,8.7629296608730112,null,null,null,null,null,null,null,null,null,null,"Салехард",-43,285,-11.5]
[null,null,null,null,null,null,null,null,124.53388364030337,14.195071555819004,8.7730366945035261,null,null,null,null,null,null,null,null,null,null,"Самара",-30,203,-5.2]
[null,null,null,null,null,null,null,null,124.82098905712425,14.21142507975811,8.783143728134041,null,null,null,null,null,null,null,null,null,null,"Сангар",-50,261,-19.600000000000001]
[null,null,null,null,null,null,null,null,125.10842504517801,14.227778603697217,8.7932507617645559,null,null,null,null,null,null,null,null,null,null,"Санкт-Петербург",-24,213,-1.3]
[null,null,null,null,null,null,null,null,125.39619160446462,14.244132127636325,8.8033577953950708,null,null,null,null,null,null,null,null,null,null,"Саранск",-30,209,-4.5]
[null,null,null,null,null,null,null,null,125.68428873498408,{"$f":"K327*$K$1","v":14.260485651575431},8.8134648290255857,null,null,null,null,null,null,null,null,null,null,"Сарапул",-33,215,-5.6]
[null,null,null,null,null,null,null,null,{"$f":"J328*K328","v":125.97271643673641},14.276839175514539,{"$f":"K327+$K$5","v":8.8235718626561006},null,null,null,null,null,null,null,null,null,null,"Саратов",-25,188,-3.5]
[null,null,null,null,null,null,null,null,126.26147470972158,14.293192699453645,8.8336788962866155,null,null,null,null,null,null,null,null,null,null,"Саскылах",-53,308,-19.3]
[null,null,null,null,null,null,null,null,126.55056355393964,14.309546223392752,8.8437859299171304,null,null,null,null,null,null,null,null,null,null,"Саянск",-39,234,-9.1]
[null,null,null,null,null,null,null,null,126.83998296939055,14.32589974733186,8.8538929635476453,null,null,null,null,null,null,null,null,null,null,"Свирица",-29,228,-2.9]
[null,null,null,null,null,null,null,null,127.12973295607431,14.342253271270966,8.8639999971781602,null,null,null,null,null,null,null,null,null,null,"Свободный",-39,229,-12.4]
[null,null,null,null,null,null,null,null,127.41981351399093,14.358606795210074,8.8741070308086751,null,null,null,null,null,null,null,null,null,null,"Семлячики",-15,260,-1.5]
[null,null,null,null,null,null,null,null,127.71022464314042,14.374960319149181,8.88421406443919,null,null,null,null,null,null,null,null,null,null,"Сизиман",-26,263,-6.2]
[null,null,null,null,null,null,null,null,128.00096634352275,14.391313843088287,8.8943210980697049,null,null,null,null,null,null,null,null,null,null,"Сковородино",-38,245,-13.7]
[null,null,null,null,null,null,null,null,128.29203861513798,14.407667367027395,8.9044281317002199,null,null,null,null,null,null,null,null,null,null,"Славгород",-36,206,-8.8000000000000007]
[null,null,null,null,null,null,null,null,128.58344145798605,14.424020890966503,8.9145351653307348,null,null,null,null,null,null,null,null,null,null,"Слюдянка",-28,254,-6.4]
[null,null,null,null,null,null,null,null,128.87517487206696,14.440374414905609,8.9246421989612497,null,null,null,null,null,null,null,null,null,null,"Смоленск",-25,209,-2]
[null,null,null,null,null,null,null,null,129.16723885738077,14.456727938844717,8.9347492325917646,null,null,null,null,null,null,null,null,null,null,"Соболево",-30,268,-5.0999999999999996]
[null,null,null,null,null,null,null,null,129.45963341392738,14.473081462783822,8.9448562662222795,null,null,null,null,null,null,null,null,null,null,"Советская Гавань",-24,234,-6]
[null,null,null,null,null,null,null,null,129.75235854170691,14.48943498672293,8.9549632998527944,null,null,null,null,null,null,null,null,null,null,"Сорочинск",-29,201,-6.3]
[null,null,null,null,null,null,null,null,130.04541424071928,14.505788510662038,8.9650703334833093,null,null,null,null,null,null,null,null,null,null,"Сортавала",-29,232,-2.5]
[null,null,null,null,null,null,null,null,130.33880051096449,14.522142034601144,8.9751773671138242,null,null,null,null,null,null,null,null,null,null,"Сосново-Озерское",-36,258,-10.5]
[null,null,null,null,null,null,null,null,130.63251735244259,14.538495558540252,8.9852844007443391,null,null,null,null,null,null,null,null,null,null,"Сосуново",-22,245,-3.8]
[null,null,null,null,null,null,null,null,130.92656476515353,14.554849082479359,8.995391434374854,null,null,null,null,null,null,null,null,null,null,"Сосьва",-44,261,-9.5]
[null,null,null,null,null,null,null,null,131.22094274909733,14.571202606418465,9.0054984680053689,null,null,null,null,null,null,null,null,null,null,"Софийский Прииск",-44,262,-14.7]
[null,null,null,null,null,null,null,null,131.515651304274,14.587556130357573,9.0156055016358838,null,null,null,null,null,null,null,null,null,null,"Сочи",-2,94,6.6]
[null,null,null,null,null,null,null,null,131.81069043068354,14.603909654296681,9.0257125352663987,null,null,null,null,null,null,null,null,null,null,"Среднекан",-52,274,-19.3]
[null,null,null,null,null,null,null,null,132.10606012832591,14.620263178235787,9.0358195688969136,null,null,null,null,null,null,null,null,null,null,"Среднеколымск",-50,277,-19.8]
[null,null,null,null,null,null,null,null,132.40176039720114,14.636616702174894,9.0459266025274285,null,null,null,null,null,null,null,null,null,null,"Средний Васюган",-41,243,-8.8000000000000007]
[null,null,null,null,null,null,null,null,132.69779123730925,14.652970226114,9.0560336361579434,null,null,null,null,null,null,null,null,null,null,"Средний Калар",-46,271,-16.399999999999999]
[null,null,null,null,null,null,null,null,132.99415264865021,14.669323750053108,9.0661406697884583,null,null,null,null,null,null,null,null,null,null,"Средний Ургал",-40,238,-13.3]
[null,null,null,null,null,null,null,null,133.29084463122405,14.685677273992216,9.0762477034189732,null,null,null,null,null,null,null,null,null,null,"Средняя Нюкжа",-45,262,-16.100000000000001]
[null,null,null,null,null,null,null,null,133.58786718503072,14.702030797931322,9.0863547370494882,null,null,null,null,null,null,null,null,null,null,"Ставрополь",-18,168,0.5]
[null,null,null,null,null,null,null,null,133.88522031007028,14.718384321870429,9.0964617706800031,null,null,null,null,null,null,null,null,null,null,"Сунтар",-52,257,-16.8]
[null,null,null,null,null,null,null,null,134.18290400634268,14.734737845809537,9.106568804310518,null,null,null,null,null,null,null,null,null,null,"Сургут",-43,257,-9.9]
[null,null,null,null,null,null,null,null,134.48091827384795,14.751091369748643,9.1166758379410329,null,null,null,null,null,null,null,null,null,null,"Сурское",-31,211,-4.8]
[null,null,null,null,null,null,null,null,134.77926311258608,14.767444893687751,9.1267828715715478,null,null,null,null,null,null,null,null,null,null,"Сусуман",-54,274,-20.8]
[null,null,null,null,null,null,null,null,135.07793852255708,14.783798417626858,9.1368899052020627,null,null,null,null,null,null,null,null,null,null,"Сухана",-59,284,-21.4]
[null,null,null,null,null,null,null,null,135.37694450376091,14.800151941565964,9.1469969388325776,null,null,null,null,null,null,null,null,null,null,"Сыктывкар",-36,243,-5.6]
[null,null,null,null,null,null,null,null,135.67628105619761,14.816505465505072,9.1571039724630925,null,null,null,null,null,null,null,null,null,null,"Сюльдюкар",-53,270,-18]
[null,null,null,null,null,null,null,null,135.97594817986717,14.832858989444178,9.1672110060936074,null,null,null,null,null,null,null,null,null,null,"Сюрен-Кюель",-46,292,-17.399999999999999]
[null,null,null,null,null,null,null,null,136.2759458747696,14.849212513383286,9.1773180397241223,null,null,null,null,null,null,null,null,null,null,"Таганрог",-18,165,0]
[null,null,null,null,null,null,null,null,136.5762741409049,14.865566037322393,9.1874250733546372,null,null,null,null,null,null,null,null,null,null,"Таимба",-51,264,-13.6]
[null,null,null,null,null,null,null,null,136.87693297827303,14.881919561261499,9.1975321069851521,null,null,null,null,null,null,null,null,null,null,"Тайга",-39,240,-8]
[null,null,null,null,null,null,null,null,137.17792238687403,14.898273085200607,9.207639140615667,null,null,null,null,null,null,null,null,null,null,"Тайшет",-39,237,-8.1]
[null,null,null,null,null,null,null,null,137.47924236670792,14.914626609139715,9.2177461742461819,null,null,null,null,null,null,null,null,null,null,"Тамбов",-28,201,-3.7]
[null,null,null,null,null,null,null,null,137.78089291777462,14.930980133078821,9.2278532078766968,null,null,null,null,null,null,null,null,null,null,"Тара",-38,229,-8.1999999999999993]
[null,null,null,null,null,null,null,null,138.08287404007422,14.947333657017928,9.2379602415072117,null,null,null,null,null,null,null,null,null,null,"Тарко-Сале",-47,274,-12.6]
[null,null,null,null,null,null,null,null,138.38518573360668,14.963687180957036,9.2480672751377266,null,null,null,null,null,null,null,null,null,null,"Татарск",-38,220,-8.3000000000000007]
[null,null,null,null,null,null,null,null,138.68782799837197,14.980040704896142,9.2581743087682415,null,null,null,null,null,null,null,null,null,null,"Тверь",-29,218,-3]
[null,null,null,null,null,null,null,null,138.99080083437013,14.99639422883525,9.2682813423987565,null,null,null,null,null,null,null,null,null,null,"Териберка",-22,282,-2.2000000000000002]
[null,null,null,null,null,null,null,null,139.29410424160116,15.012747752774358,9.2783883760292714,null,null,null,null,null,null,null,null,null,null,"Терско-Орловский",-22,312,-2.5]
[null,null,null,null,null,null,null,null,139.59773822006503,15.029101276713464,9.2884954096597863,null,null,null,null,null,null,null,null,null,null,"Тисуль",-39,231,-7.1]
[null,null,null,null,null,null,null,null,139.90170276976178,15.045454800652571,9.2986024432903012,null,null,null,null,null,null,null,null,null,null,"Тихвин",-29,223,-2.7]
[null,null,null,null,null,null,null,null,140.20599789069138,15.061808324591677,9.3087094769208161,null,null,null,null,null,null,null,null,null,null,"Тихорецк",-17,156,1.2]
[null,null,null,null,null,null,null,null,140.51062358285387,15.078161848530785,9.318816510551331,null,null,null,null,null,null,null,null,null,null,"Тобольск",-39,232,-7.9]
[null,null,null,null,null,null,null,null,140.81557984624919,15.094515372469893,9.3289235441818459,null,null,null,null,null,null,null,null,null,null,"Тогул",-37,225,-7.3]
[null,null,null,null,null,null,null,null,141.12086668087736,15.110868896408999,9.3390305778123608,null,null,null,null,null,null,null,null,null,null,"Токо",-51,273,-18.899999999999999]
[null,null,null,null,null,null,null,null,141.42648408673841,15.127222420348106,9.3491376114428757,null,null,null,null,null,null,null,null,null,null,"Томмот",-51,262,-17.100000000000001]
[null,null,null,null,null,null,null,null,141.73243206383233,15.143575944287214,9.3592446450733906,null,null,null,null,null,null,null,null,null,null,"Томпо",-54,269,-23.3]
[null,null,null,null,null,null,null,null,142.03871061215906,15.15992946822632,9.3693516787039055,null,null,null,null,null,null,null,null,null,null,"Томск",-39,233,-7.9]
[null,null,null,null,null,null,null,null,142.34531973171872,15.176282992165428,9.3794587123344204,null,null,null,null,null,null,null,null,null,null,"Топки",-39,235,-8.1999999999999993]
[null,null,null,null,null,null,null,null,142.65225942251121,15.192636516104535,9.3895657459649353,null,null,null,null,null,null,null,null,null,null,"Тотьма",-32,232,-4.5]
[null,null,null,null,null,null,null,null,142.95952968453653,15.208990040043641,9.3996727795954502,null,null,null,null,null,null,null,null,null,null,"Троицко-Печорск",-41,258,-6.9]
[null,null,null,null,null,null,null,null,143.26713051779475,15.225343563982749,9.4097798132259651,null,null,null,null,null,null,null,null,null,null,"Троицкое",-47,251,-9.8000000000000007]
[null,null,null,null,null,null,null,null,143.57506192228578,15.241697087921855,9.41988684685648,null,null,null,null,null,null,null,null,null,null,"Троицкое",-31,217,-9.6999999999999993]
[null,null,null,null,null,null,null,null,143.88332389800973,15.258050611860963,9.4299938804869949,null,null,null,null,null,null,null,null,null,null,"Тула",-27,207,-3]
[null,null,null,null,null,null,null,null,144.19191644496652,15.27440413580007,9.4401009141175098,null,null,null,null,null,null,null,null,null,null,"Тулун",-39,241,-8.6]
[null,null,null,null,null,null,null,null,144.50083956315615,15.290757659739176,9.4502079477480248,null,null,null,null,null,null,null,null,null,null,"Тунгокочен",-45,262,-13.8]
[null,null,null,null,null,null,null,null,144.81009325257867,{"$f":"K391*$K$1","v":15.307111183678284},9.4603149813785397,null,null,null,null,null,null,null,null,null,null,"Туой-Хая",-52,266,-15.8]
[null,null,null,null,null,null,null,null,{"$f":"J392*K392","v":145.11967751323402},15.323464707617392,{"$f":"K391+$K$5","v":9.4704220150090546},null,null,null,null,null,null,null,null,null,null,"Тупик",-44,260,-14.8]
[null,null,null,null,null,null,null,null,145.42959234512224,15.339818231556498,9.4805290486395695,null,null,null,null,null,null,null,null,null,null,"Тура",-53,270,-17.2]
[null,null,null,null,null,null,null,null,145.73983774824333,15.356171755495605,9.4906360822700844,null,null,null,null,null,null,null,null,null,null,"Туринск",-35,226,-7.7]
[null,null,null,null,null,null,null,null,146.05041372259728,15.372525279434713,9.5007431159005993,null,null,null,null,null,null,null,null,null,null,"Туруханск",-49,274,-13.3]
[null,null,null,null,null,null,null,null,146.36132026818407,15.388878803373819,9.5108501495311142,null,null,null,null,null,null,null,null,null,null,"Тыган-Уркан",-37,245,-12.4]
[null,null,null,null,null,null,null,null,146.67255738500376,15.405232327312927,9.5209571831616291,null,null,null,null,null,null,null,null,null,null,"Тында",-42,258,-14.7]
[null,null,null,null,null,null,null,null,146.98412507305628,15.421585851252033,9.531064216792144,null,null,null,null,null,null,null,null,null,null,"Тюмень",-35,223,-6.9]
[null,null,null,null,null,null,null,null,147.29602333234166,15.43793937519114,9.5411712504226589,null,null,null,null,null,null,null,null,null,null,"Тяня",-50,262,-15.7]
[null,null,null,null,null,null,null,null,147.60825216285991,15.454292899130248,9.5512782840531738,null,null,null,null,null,null,null,null,null,null,"Уакит",-40,274,-12.7]
[null,null,null,null,null,null,null,null,147.920811564611,15.470646423069354,9.5613853176836887,null,null,null,null,null,null,null,null,null,null,"Угут",-42,251,-9.1]
[null,null,null,null,null,null,null,null,148.23370153759498,15.486999947008462,9.5714923513142036,null,null,null,null,null,null,null,null,null,null,"Ука",-34,281,-6.7]
[null,null,null,null,null,null,null,null,148.5469220818118,15.50335347094757,9.5815993849447185,null,null,null,null,null,null,null,null,null,null,"Улан-Удэ",-35,230,-10.3]
[null,null,null,null,null,null,null,null,148.86047319726148,15.519706994886675,9.5917064185752334,null,null,null,null,null,null,null,null,null,null,"Ульяновск",-31,212,-5.4]
[null,null,null,null,null,null,null,null,149.17435488394403,15.536060518825783,9.6018134522057483,null,null,null,null,null,null,null,null,null,null,"Умба",-31,263,-4]
[null,null,null,null,null,null,null,null,149.48856714185942,15.552414042764891,9.6119204858362632,null,null,null,null,null,null,null,null,null,null,"Унаха",-42,255,-14]
[null,null,null,null,null,null,null,null,149.8031099710077,15.568767566703997,9.6220275194667781,null,null,null,null,null,null,null,null,null,null,"Уренгой",-46,286,-13.1]
[null,null,null,null,null,null,null,null,150.11798337138882,15.585121090643105,9.6321345530972931,null,null,null,null,null,null,null,null,null,null,"Усть-Воямполка",-34,286,-6.8]
[null,null,null,null,null,null,null,null,150.4331873430028,15.601474614582211,9.642241586727808,null,null,null,null,null,null,null,null,null,null,"Усть-Ордынский",-41,243,-10.9]
[null,null,null,null,null,null,null,null,150.74872188584965,15.617828138521318,9.6523486203583229,null,null,null,null,null,null,null,null,null,null,"Усть-Хайрюзово",-30,273,-5.2]
[null,null,null,null,null,null,null,null,151.06458699992936,15.634181662460426,9.6624556539888378,null,null,null,null,null,null,null,null,null,null,"Усть-Кабырза",-41,241,-9]
[null,null,null,null,null,null,null,null,151.38078268524191,15.650535186399532,9.6725626876193527,null,null,null,null,null,null,null,null,null,null,"Усть-Камчатск",-28,277,-4]
[null,null,null,null,null,null,null,null,151.69730894178733,15.66688871033864,9.6826697212498676,null,null,null,null,null,null,null,null,null,null,"Усть-Мая",-52,251,-20.8]
[null,null,null,null,null,null,null,null,152.01416576956564,15.683242234277747,9.6927767548803825,null,null,null,null,null,null,null,null,null,null,"Усть-Миль",-51,259,-18.899999999999999]
[null,null,null,null,null,null,null,null,152.33135316857675,15.699595758216853,9.7028837885108974,null,null,null,null,null,null,null,null,null,null,"Усть-Мома",-56,267,-24.1]
[null,null,null,null,null,null,null,null,152.64887113882077,15.715949282155961,9.7129908221414123,null,null,null,null,null,null,null,null,null,null,"Усть-Нюкжа",-43,252,-15.1]
[null,null,null,null,null,null,null,null,152.96671968029764,15.732302806095069,9.7230978557719272,null,null,null,null,null,null,null,null,null,null,"Усть-Озерное",-43,249,-9.3000000000000007]
[null,null,null,null,null,null,null,null,153.28489879300736,15.748656330034175,9.7332048894024421,null,null,null,null,null,null,null,null,null,null,"Усть-Олой",-51,278,-19.600000000000001]
[null,null,null,null,null,null,null,null,153.60340847694994,15.765009853973282,9.743311923032957,null,null,null,null,null,null,null,null,null,null,"Усть-Уса",-41,278,-7.9]
[null,null,null,null,null,null,null,null,153.92224873212538,15.781363377912388,9.7534189566634719,null,null,null,null,null,null,null,null,null,null,"Усть-Цильма",-39,270,-6.9]
[null,null,null,null,null,null,null,null,154.24141955853369,15.797716901851496,9.7635259902939868,null,null,null,null,null,null,null,null,null,null,"Усть-Щугор",-45,268,-7.9]
[null,null,null,null,null,null,null,null,154.56092095617484,15.814070425790604,9.7736330239245017,null,null,null,null,null,null,null,null,null,null,"Уфа",-33,209,-6]
[null,null,null,null,null,null,null,null,154.88075292504885,15.83042394972971,9.7837400575550166,null,null,null,null,null,null,null,null,null,null,"Ухта",-39,261,-6.4]
[null,null,null,null,null,null,null,null,155.20091546515576,15.846777473668817,9.7938470911855315,null,null,null,null,null,null,null,null,null,null,"Хабаровск",-29,204,-9.5]
[null,null,null,null,null,null,null,null,155.5214085764955,15.863130997607925,9.8039541248160464,null,null,null,null,null,null,null,null,null,null,"Ханты-Мансийск",-40,247,-8.8000000000000007]
[null,null,null,null,null,null,null,null,155.84223225906808,15.879484521547031,9.8140611584465614,null,null,null,null,null,null,null,null,null,null,"Хатанга",-49,304,-18]
[null,null,null,null,null,null,null,null,156.16338651287356,15.895838045486139,9.8241681920770763,null,null,null,null,null,null,null,null,null,null,"Ходовариха",-32,330,-6.2]
[null,null,null,null,null,null,null,null,156.4848713379119,15.912191569425246,9.8342752257075912,null,null,null,null,null,null,null,null,null,null,"Холмск",-18,220,-2.2999999999999998]
[null,null,null,null,null,null,null,null,156.80668673418307,15.928545093364352,9.8443822593381061,null,null,null,null,null,null,null,null,null,null,"Хоринск",-39,241,-10.8]
[null,null,null,null,null,null,null,null,157.12883270168712,15.94489861730346,9.854489292968621,null,null,null,null,null,null,null,null,null,null,"Хоседа-Хард",-42,296,-8.6]
[null,null,null,null,null,null,null,null,157.45130924042402,15.961252141242568,9.8645963265991359,null,null,null,null,null,null,null,null,null,null,"Чара",-45,263,-15.8]
[null,null,null,null,null,null,null,null,157.77411635039377,15.977605665181674,9.8747033602296508,null,null,null,null,null,null,null,null,null,null,"Чебоксары",-32,217,-4.9000000000000004]
[null,null,null,null,null,null,null,null,158.09725403159641,15.993959189120782,9.8848103938601657,null,null,null,null,null,null,null,null,null,null,"Челюскин, мыс",-41,365,-14.7]
[null,null,null,null,null,null,null,null,158.42072228403191,16.010312713059889,9.8949174274906806,null,null,null,null,null,null,null,null,null,null,"Челябинск",-34,218,-6.5]
[null,null,null,null,null,null,null,null,158.74452110770022,16.026666236998995,9.9050244611211955,null,null,null,null,null,null,null,null,null,null,"Чердынь",-37,245,-6.7]
[null,null,null,null,null,null,null,null,159.06865050260143,16.043019760938101,9.9151314947517104,null,null,null,null,null,null,null,null,null,null,"Черкесск",-18,169,0.6]
[null,null,null,null,null,null,null,null,159.3931104687355,16.059373284877211,9.9252385283822253,null,null,null,null,null,null,null,null,null,null,"Черлак",-37,211,-8.6999999999999993]
[null,null,null,null,null,null,null,null,159.71790100610241,16.075726808816317,9.9353455620127402,null,null,null,null,null,null,null,null,null,null,"Черняево",-40,229,-13.1]
[null,null,null,null,null,null,null,null,160.04302211470218,16.092080332755422,9.9454525956432551,null,null,null,null,null,null,null,null,null,null,"Чита",-38,238,-11.3]
[null,null,null,null,null,null,null,null,160.36847379453485,16.108433856694532,9.95555962927377,null,null,null,null,null,null,null,null,null,null,"Чугуевка",-32,211,-8.6]
[null,null,null,null,null,null,null,null,160.69425604560035,16.124787380633638,9.9656666629042849,null,null,null,null,null,null,null,null,null,null,"Чулым",-39,230,-8.8000000000000007]
[null,null,null,null,null,null,null,null,161.0203688678987,16.141140904572744,9.9757736965347998,null,null,null,null,null,null,null,null,null,null,"Чульман",-44,266,-15.4]
[null,null,null,null,null,null,null,null,161.34681226142996,16.157494428511853,9.9858807301653147,null,null,null,null,null,null,null,null,null,null,"Чумикан",-32,274,-8.8000000000000007]
[null,null,null,null,null,null,null,null,161.67358622619403,16.173847952450959,9.9959877637958297,null,null,null,null,null,null,null,null,null,null,"Чурапча",-56,239,-21.8]
[null,null,null,null,null,null,null,null,162.00069076219094,16.190201476390065,10.006094797426345,null,null,null,null,null,null,null,null,null,null,"Чухлома",-32,230,-4.3]
[null,null,null,null,null,null,null,null,162.32812586942077,16.206555000329175,10.016201831056859,null,null,null,null,null,null,null,null,null,null,"Шамары",-35,235,-6.4]
[null,null,null,null,null,null,null,null,162.65589154788344,16.222908524268281,10.026308864687374,null,null,null,null,null,null,null,null,null,null,"Шарья",-32,228,-4.7]
[null,null,null,null,null,null,null,null,162.98398779757895,16.239262048207387,10.036415898317889,null,null,null,null,null,null,null,null,null,null,"Шелагонцы",-57,282,-20.8]
[null,null,null,null,null,null,null,null,163.31241461850732,16.255615572146493,10.046522931948404,null,null,null,null,null,null,null,null,null,null,"Шимановск",-38,233,-12.5]
[null,null,null,null,null,null,null,null,163.64117201066858,16.271969096085602,10.056629965578919,null,null,null,null,null,null,null,null,null,null,"Шира",-38,236,-7.7]
[null,null,null,null,null,null,null,null,163.97025997406269,16.288322620024708,10.066736999209434,null,null,null,null,null,null,null,null,null,null,"Эйк",-52,284,-18.5]
[null,null,null,null,null,null,null,null,164.29967850868962,16.304676143963814,10.076844032839949,null,null,null,null,null,null,null,null,null,null,"Экимчан",-42,249,-14.4]
[null,null,null,null,null,null,null,null,164.62942761454948,16.321029667902923,10.086951066470464,null,null,null,null,null,null,null,null,null,null,"Элиста",-23,169,-1]
[null,null,null,null,null,null,null,null,164.95950729164215,16.337383191842029,10.097058100100979,null,null,null,null,null,null,null,null,null,null,"Эльтон",-25,177,-3.2]
[null,null,null,null,null,null,null,null,165.28991753996769,{"$f":"K455*$K$1","v":16.353736715781135},10.107165133731494,null,null,null,null,null,null,null,null,null,null,"Энкэн",-28,281,-7.7]
[null,null,null,null,null,null,null,null,{"$f":"J456*K456","v":165.62065835952609},16.370090239720245,{"$f":"K455+$K$5","v":10.117272167362009},null,null,null,null,null,null,null,null,null,null,"Эньмувеем",-48,283,-15.3]
[null,null,null,null,null,null,null,null,165.95172975031736,16.386443763659351,10.127379200992523,null,null,null,null,null,null,null,null,null,null,"Южно-Курильск",-13,225,0]
[null,null,null,null,null,null,null,null,166.28313171234146,16.402797287598457,10.137486234623038,null,null,null,null,null,null,null,null,null,null,"Южно-Сахалинск",-22,227,-4.4000000000000004]
[null,null,null,null,null,null,null,null,166.61486424559848,16.419150811537566,10.147593268253553,null,null,null,null,null,null,null,null,null,null,"Южно-Сухокумск",-19,162,0.8]
[null,null,null,null,null,null,null,null,166.94692735008832,16.435504335476672,10.157700301884068,null,null,null,null,null,null,null,null,null,null,"Юкспор",-24,340,-4.5]
[null,null,null,null,null,null,null,null,167.27932102581099,16.451857859415778,10.167807335514583,null,null,null,null,null,null,null,null,null,null,"Якутск",-52,252,-20.9]
[null,null,null,null,null,null,null,null,167.61204527276658,16.468211383354888,10.177914369145098,null,null,null,null,null,null,null,null,null,null,"Янаул",-34,218,-6.1]
[null,null,null,null,null,null,null,null,167.94510009095498,16.484564907293993,10.188021402775613,null,null,null,null,null,null,null,null,null,null,"Ярославль",-31,221,-4]
[null,null,null,null,null,null,null,null,168.27848548037628,16.500918431233099,10.198128436406128,null,null,null,null,null,null,null,null,null,null,"Ярцево",-47,254,-10.8]
[null,null,null,null,null,null,null,null,168.61220144103044,16.517271955172209,10.208235470036643]
[null,null,null,null,null,null,null,null,168.94624797291743,16.533625479111315,10.218342503667158]
[null,null,null,null,null,null,null,null,169.28062507603727,16.549979003050421,10.228449537297672]
[null,null,null,null,null,null,null,null,169.61533275039002,16.56633252698953,10.238556570928187]
[null,null,null,null,null,null,null,null,169.95037099597559,16.582686050928636,10.248663604558702]
[null,null,null,null,null,null,null,null,170.28573981279402,16.599039574867742,10.258770638189217]
[null,null,null,null,null,null,null,null,170.62143920084534,16.615393098806852,10.268877671819732]
[null,null,null,null,null,null,null,null,170.95746916012951,16.631746622745958,10.278984705450247]
[null,null,null,null,null,null,null,null,171.2938296906465,16.648100146685064,10.289091739080762]
[null,null,null,null,null,null,null,null,171.63052079239637,16.664453670624169,10.299198772711277]
[null,null,null,null,null,null,null,null,171.96754246537915,16.680807194563279,10.309305806341792]
[null,null,null,null,null,null,null,null,172.30489470959475,16.697160718502385,10.319412839972307]
[null,null,null,null,null,null,null,null,172.64257752504318,16.713514242441491,10.329519873602822]
[null,null,null,null,null,null,null,null,172.98059091172453,16.7298677663806,10.339626907233336]
[null,null,null,null,null,null,null,null,173.3189348696387,16.746221290319706,10.349733940863851]
[null,null,null,null,null,null,null,null,173.65760939878572,16.762574814258812,10.359840974494366]
[null,null,null,null,null,null,null,null,173.99661449916567,16.778928338197922,10.369948008124881]
[null,null,null,null,null,null,null,null,174.3359501707784,16.795281862137028,10.380055041755396]
[null,null,null,null,null,null,null,null,174.67561641362403,16.811635386076134,10.390162075385911]
[null,null,null,null,null,null,null,null,175.01561322770252,16.827988910015243,10.400269109016426]
[null,null,null,null,null,null,null,null,175.35594061301387,16.844342433954349,10.410376142646941]
[null,null,null,null,null,null,null,null,175.69659856955803,16.860695957893455,10.420483176277456]
[null,null,null,null,null,null,null,null,176.03758709733515,16.877049481832564,10.430590209907971]
[null,null,null,null,null,null,null,null,176.37890619634504,16.89340300577167,10.440697243538485]
[null,null,null,null,null,null,null,null,176.7205558665878,16.909756529710776,10.450804277169]
[null,null,null,null,null,null,null,null,177.06253610806348,16.926110053649886,10.460911310799515]
[null,null,null,null,null,null,null,null,177.40484692077197,16.942463577588992,10.47101834443003]
[null,null,null,null,null,null,null,null,177.74748830471333,16.958817101528098,10.481125378060545]
[null,null,null,null,null,null,null,null,178.09046025988758,16.975170625467207,10.49123241169106]
[null,null,null,null,null,null,null,null,178.43376278629464,16.991524149406313,10.501339445321575]
[null,null,null,null,null,null,null,null,178.77739588393456,17.007877673345419,10.51144647895209]
[null,null,null,null,null,null,null,null,179.12135955280735,17.024231197284525,10.521553512582605]
[null,null,null,null,null,null,null,null,179.46565379291303,17.040584721223635,10.53166054621312]
[null,null,null,null,null,null,null,null,179.81027860425155,17.05693824516274,10.541767579843635]
[null,null,null,null,null,null,null,null,180.15523398682294,17.073291769101846,10.551874613474149]
[null,null,null,null,null,null,null,null,180.50051994062719,17.089645293040956,10.561981647104664]
[null,null,null,null,null,null,null,null,180.84613646566427,17.105998816980062,10.572088680735179]
[null,null,null,null,null,null,null,null,181.19208356193423,17.122352340919168,10.582195714365694]
[null,null,null,null,null,null,null,null,181.53836122943707,17.138705864858277,10.592302747996209]
[null,null,null,null,null,null,null,null,181.88496946817276,17.155059388797383,10.602409781626724]
[null,null,null,null,null,null,null,null,182.23190827814128,17.171412912736489,10.612516815257239]
[null,null,null,null,null,null,null,null,182.57917765934269,17.187766436675599,10.622623848887754]
[null,null,null,null,null,null,null,null,182.92677761177694,17.204119960614705,10.632730882518269]
[null,null,null,null,null,null,null,null,183.27470813544406,17.220473484553811,10.642837916148784]
[null,null,null,null,null,null,null,null,183.62296923034407,17.23682700849292,10.652944949779299]
[null,null,null,null,null,null,null,null,183.97156089647689,17.253180532432026,10.663051983409813]
[null,null,null,null,null,null,null,null,184.32048313384257,17.269534056371132,10.673159017040328]
[null,null,null,null,null,null,null,null,184.66973594244118,17.285887580310241,10.683266050670843]
[null,null,null,null,null,null,null,null,185.01931932227259,17.302241104249347,10.693373084301358]
[null,null,null,null,null,null,null,null,185.36923327333685,17.318594628188453,10.703480117931873]
[null,null,null,null,null,null,null,null,185.71947779563402,17.334948152127563,10.713587151562388]
[null,null,null,null,null,null,null,null,186.070052889164,17.351301676066669,10.723694185192903]
[null,null,null,null,null,null,null,null,186.42095855392685,17.367655200005775,10.733801218823418]
[null,null,null,null,null,null,null,null,186.77219478992259,17.384008723944884,10.743908252453933]
[null,null,null,null,null,null,null,null,187.12376159715117,{"$f":"K519*$K$1","v":17.40036224788399},10.754015286084448]
[null,null,null,null,null,null,null,null,{"$f":"J520*K520","v":187.47565897561259},17.416715771823096,{"$f":"K519+$K$5","v":10.764122319714962}]
[null,null,null,null,null,null,null,null,187.8278869253069,17.433069295762202,10.774229353345477]
[null,null,null,null,null,null,null,null,188.18044544623407,17.449422819701311,10.784336386975992]
[null,null,null,null,null,null,null,null,188.53333453839409,17.465776343640417,10.794443420606507]
[null,null,null,null,null,null,null,null,188.88655420178694,17.482129867579523,10.804550454237022]
[null,null,null,null,null,null,null,null,189.24010443641271,17.498483391518633,10.814657487867537]
[null,null,null,null,null,null,null,null,189.59398524227132,17.514836915457739,10.824764521498052]
[null,null,null,null,null,null,null,null,189.94819661936276,17.531190439396845,10.834871555128567]
[null,null,null,null,null,null,null,null,190.3027385676871,17.547543963335954,10.844978588759082]
[null,null,null,null,null,null,null,null,190.65761108724428,17.56389748727506,10.855085622389597]
[null,null,null,null,null,null,null,null,191.01281417803429,17.580251011214166,10.865192656020112]
[null,null,null,null,null,null,null,null,191.36834784005723,17.596604535153276,10.875299689650626]
[null,null,null,null,null,null,null,null,191.72421207331297,17.612958059092382,10.885406723281141]
[null,null,null,null,null,null,null,null,192.08040687780158,17.629311583031487,10.895513756911656]
[null,null,null,null,null,null,null,null,192.43693225352308,17.645665106970597,10.905620790542171]
[null,null,null,null,null,null,null,null,192.79378820047742,17.662018630909703,10.915727824172686]
[null,null,null,null,null,null,null,null,193.1509747186646,17.678372154848809,10.925834857803201]
[null,null,null,null,null,null,null,null,193.5084918080847,17.694725678787918,10.935941891433716]
[null,null,null,null,null,null,null,null,193.86633946873761,17.711079202727024,10.946048925064231]
[null,null,null,null,null,null,null,null,194.22451770062335,17.72743272666613,10.956155958694746]
[null,null,null,null,null,null,null,null,194.58302650374202,17.74378625060524,10.966262992325261]
[null,null,null,null,null,null,null,null,194.94186587809352,17.760139774544346,10.976370025955775]
[null,null,null,null,null,null,null,null,195.30103582367786,17.776493298483452,10.98647705958629]
[null,null,null,null,null,null,null,null,195.66053634049507,17.792846822422558,10.996584093216805]
[null,null,null,null,null,null,null,null,196.02036742854517,17.809200346361667,11.00669112684732]
[null,null,null,null,null,null,null,null,196.38052908782811,17.825553870300773,11.016798160477835]
[null,null,null,null,null,null,null,null,196.74102131834391,17.841907394239879,11.02690519410835]
[null,null,null,null,null,null,null,null,197.10184412009258,17.858260918178988,11.037012227738865]
[null,null,null,null,null,null,null,null,197.46299749307408,17.874614442118094,11.04711926136938]
[null,null,null,null,null,null,null,null,197.82448143728845,17.8909679660572,11.057226294999895]
[null,null,null,null,null,null,null,null,198.18629595273572,17.90732148999631,11.06733332863041]
[null,null,null,null,null,null,null,null,198.54844103941582,17.923675013935416,11.077440362260925]
[null,null,null,null,null,null,null,null,198.91091669732876,17.940028537874522,11.087547395891439]
[null,null,null,null,null,null,null,null,199.27372292647462,17.956382061813631,11.097654429521954]
[null,null,null,null,null,null,null,null,199.63685972685329,17.972735585752737,11.107761463152469]
[null,null,null,null,null,null,null,null,200.00032709846479,17.989089109691843,11.117868496782984]
[null,null,null,null,null,null,null,null,200.36412504130922,18.005442633630953,11.127975530413499]
[null,null,null,null,null,null,null,null,200.72825355538649,18.021796157570058,11.138082564044014]
[null,null,null,null,null,null,null,null,201.09271264069659,18.038149681509164,11.148189597674529]
[null,null,null,null,null,null,null,null,201.45750229723959,18.054503205448274,11.158296631305044]
[null,null,null,null,null,null,null,null,201.82262252501542,18.07085672938738,11.168403664935559]
[null,null,null,null,null,null,null,null,202.18807332402412,18.087210253326486,11.178510698566074]
[null,null,null,null,null,null,null,null,202.55385469426568,18.103563777265595,11.188617732196589]
[null,null,null,null,null,null,null,null,202.91996663574011,18.119917301204701,11.198724765827103]
[null,null,null,null,null,null,null,null,203.28640914844738,18.136270825143807,11.208831799457618]
[null,null,null,null,null,null,null,null,203.65318223238754,18.152624349082917,11.218938833088133]
[null,null,null,null,null,null,null,null,204.0202858875605,18.168977873022023,11.229045866718648]
[null,null,null,null,null,null,null,null,204.38772011396637,18.185331396961129,11.239152900349163]
[null,null,null,null,null,null,null,null,204.75548491160507,18.201684920900234,11.249259933979678]
[null,null,null,null,null,null,null,null,205.12358028047669,18.218038444839344,11.259366967610193]
[null,null,null,null,null,null,null,null,205.49200622058112,18.23439196877845,11.269474001240708]
[null,null,null,null,null,null,null,null,205.86076273191838,18.250745492717556,11.279581034871223]
[null,null,null,null,null,null,null,null,206.22984981448857,18.267099016656665,11.289688068501738]
[null,null,null,null,null,null,null,null,206.59926746829157,18.283452540595771,11.299795102132252]
[null,null,null,null,null,null,null,null,206.96901569332746,18.299806064534877,11.309902135762767]
[null,null,null,null,null,null,null,null,207.33909448959622,18.316159588473987,11.320009169393282]
[null,null,null,null,null,null,null,null,207.70950385709781,18.332513112413093,11.330116203023797]
[null,null,null,null,null,null,null,null,208.08024379583225,18.348866636352199,11.340223236654312]
[null,null,null,null,null,null,null,null,208.4513143057996,18.365220160291308,11.350330270284827]
[null,null,null,null,null,null,null,null,208.82271538699976,18.381573684230414,11.360437303915342]
[null,null,null,null,null,null,null,null,209.19444703943279,18.39792720816952,11.370544337545857]
[null,null,null,null,null,null,null,null,209.56650926309871,18.414280732108629,11.380651371176372]
[null,null,null,null,null,null,null,null,209.93890205799747,18.430634256047735,11.390758404806887]
[null,null,null,null,null,null,null,null,210.31162542412906,{"$f":"K583*$K$1","v":18.446987779986841},11.400865438437402]
[null,null,null,null,null,null,null,null,{"$f":"J584*K584","v":210.68467936149358},18.463341303925951,{"$f":"K583+$K$5","v":11.410972472067916}]
[null,null,null,null,null,null,null,null,211.0580638700909,18.479694827865057,11.421079505698431]
[null,null,null,null,null,null,null,null,211.4317789499211,18.496048351804163,11.431186539328946]
[null,null,null,null,null,null,null,null,211.80582460098418,18.512401875743272,11.441293572959461]
[null,null,null,null,null,null,null,null,212.18020082328007,18.528755399682378,11.451400606589976]
[null,null,null,null,null,null,null,null,212.55490761680883,18.545108923621484,11.461507640220491]
[null,null,null,null,null,null,null,null,212.92994498157046,18.56146244756059,11.471614673851006]
[null,null,null,null,null,null,null,null,213.305312917565,18.5778159714997,11.481721707481521]
[null,null,null,null,null,null,null,null,213.68101142479233,18.594169495438805,11.491828741112036]
[null,null,null,null,null,null,null,null,214.05704050325255,18.610523019377911,11.501935774742551]
[null,null,null,null,null,null,null,null,214.43340015294567,18.626876543317021,11.512042808373065]
[null,null,null,null,null,null,null,null,214.81009037387159,18.643230067256127,11.52214984200358]
[null,null,null,null,null,null,null,null,215.18711116603038,18.659583591195233,11.532256875634095]
[null,null,null,null,null,null,null,null,215.56446252942206,18.675937115134342,11.54236390926461]
[null,null,null,null,null,null,null,null,215.94214446404655,18.692290639073448,11.552470942895125]
[null,null,null,null,null,null,null,null,216.32015696990393,18.708644163012554,11.56257797652564]
[null,null,null,null,null,null,null,null,216.69850004699418,18.724997686951664,11.572685010156155]
[null,null,null,null,null,null,null,null,217.07717369531727,18.74135121089077,11.58279204378667]
[null,null,null,null,null,null,null,null,217.45617791487322,18.757704734829876,11.592899077417185]
[null,null,null,null,null,null,null,null,217.83551270566207,18.774058258768985,11.6030061110477]
[null,null,null,null,null,null,null,null,218.21517806768372,18.790411782708091,11.613113144678215]
[null,null,null,null,null,null,null,null,218.59517400093827,18.806765306647197,11.623220178308729]
[null,null,null,null,null,null,null,null,218.97550050542569,18.823118830586306,11.633327211939244]
[null,null,null,null,null,null,null,null,219.35615758114594,18.839472354525412,11.643434245569759]
[null,null,null,null,null,null,null,null,219.73714522809902,18.855825878464518,11.653541279200274]
[null,null,null,null,null,null,null,null,220.11846344628503,18.872179402403628,11.663648312830789]
[null,null,null,null,null,null,null,null,220.50011223570388,18.888532926342734,11.673755346461304]
[null,null,null,null,null,null,null,null,220.88209159635556,18.90488645028184,11.683862380091819]
[null,null,null,null,null,null,null,null,221.26440152824009,18.921239974220946,11.693969413722334]
[null,null,null,null,null,null,null,null,221.64704203135756,18.937593498160055,11.704076447352849]
[null,null,null,null,null,null,null,null,222.03001310570781,18.953947022099161,11.714183480983364]
[null,null,null,null,null,null,null,null,222.41331475129093,18.970300546038267,11.724290514613878]
[null,null,null,null,null,null,null,null,222.79694696810697,18.986654069977376,11.734397548244393]
[null,null,null,null,null,null,null,null,223.18090975615581,19.003007593916482,11.744504581874908]
[null,null,null,null,null,null,null,null,223.5652031154375,19.019361117855588,11.754611615505423]
[null,null,null,null,null,null,null,null,223.94982704595211,19.035714641794698,11.764718649135938]
[null,null,null,null,null,null,null,null,224.33478154769955,19.052068165733804,11.774825682766453]
[null,null,null,null,null,null,null,null,224.72006662067983,19.06842168967291,11.784932716396968]
[null,null,null,null,null,null,null,null,225.10568226489301,19.084775213612019,11.795039750027483]
[null,null,null,null,null,null,null,null,225.49162848033902,19.101128737551125,11.805146783657998]
[null,null,null,null,null,null,null,null,225.87790526701789,19.117482261490231,11.815253817288513]
[null,null,null,null,null,null,null,null,226.26451262492964,19.133835785429341,11.825360850919028]
[null,null,null,null,null,null,null,null,226.65145055407424,19.150189309368447,11.835467884549542]
[null,null,null,null,null,null,null,null,227.03871905445169,19.166542833307552,11.845574918180057]
[null,null,null,null,null,null,null,null,227.42631812606203,19.182896357246662,11.855681951810572]
[null,null,null,null,null,null,null,null,227.81424776890518,19.199249881185768,11.865788985441087]
[null,null,null,null,null,null,null,null,228.20250798298122,19.215603405124874,11.875896019071602]
[null,null,null,null,null,null,null,null,228.59109876829012,19.231956929063983,11.886003052702117]
[null,null,null,null,null,null,null,null,228.9800201248319,19.248310453003089,11.896110086332632]
[null,null,null,null,null,null,null,null,229.36927205260648,19.264663976942195,11.906217119963147]
[null,null,null,null,null,null,null,null,229.75885455161398,19.281017500881305,11.916324153593662]
[null,null,null,null,null,null,null,null,230.14876762185432,19.297371024820411,11.926431187224177]
[null,null,null,null,null,null,null,null,230.5390112633275,19.313724548759517,11.936538220854692]
[null,null,null,null,null,null,null,null,230.92958547603354,19.330078072698623,11.946645254485206]
[null,null,null,null,null,null,null,null,231.3204902599725,19.346431596637732,11.956752288115721]
[null,null,null,null,null,null,null,null,231.71172561514425,19.362785120576838,11.966859321746236]
[null,null,null,null,null,null,null,null,232.10329154154888,19.379138644515944,11.976966355376751]
[null,null,null,null,null,null,null,null,232.49518803918642,19.395492168455053,11.987073389007266]
[null,null,null,null,null,null,null,null,232.88741510805676,19.411845692394159,11.997180422637781]
[null,null,null,null,null,null,null,null,233.27997274815996,19.428199216333265,12.007287456268296]
[null,null,null,null,null,null,null,null,233.67286095949606,19.444552740272375,12.017394489898811]
[null,null,null,null,null,null,null,null,234.06607974206497,19.460906264211481,12.027501523529326]
[null,null,null,null,null,null,null,null,234.45962909586677,19.477259788150587,12.037608557159841]
[null,null,null,null,null,null,null,null,234.85350902090144,{"$f":"K647*$K$1","v":19.493613312089696},12.047715590790355]
[null,null,null,null,null,null,null,null,{"$f":"J648*K648","v":235.24771951716895},19.509966836028802,{"$f":"K647+$K$5","v":12.05782262442087}]
[null,null,null,null,null,null,null,null,235.64226058466932,19.526320359967908,12.067929658051385]
[null,null,null,null,null,null,null,null,236.03713222340258,19.542673883907018,12.0780366916819]
[null,null,null,null,null,null,null,null,236.43233443336868,19.559027407846123,12.088143725312415]
[null,null,null,null,null,null,null,null,236.82786721456762,19.575380931785229,12.09825075894293]
[null,null,null,null,null,null,null,null,237.22373056699945,19.591734455724339,12.108357792573445]
[null,null,null,null,null,null,null,null,237.61992449066412,19.608087979663445,12.11846482620396]
[null,null,null,null,null,null,null,null,238.01644898556165,19.624441503602551,12.128571859834475]
[null,null,null,null,null,null,null,null,238.41330405169208,19.64079502754166,12.13867889346499]
[null,null,null,null,null,null,null,null,238.81048968905532,19.657148551480766,12.148785927095505]
[null,null,null,null,null,null,null,null,239.20800589765142,19.673502075419872,12.158892960726019]
[null,null,null,null,null,null,null,null,239.60585267748039,19.689855599358978,12.168999994356534]
[null,null,null,null,null,null,null,null,240.00403002854225,19.706209123298088,12.179107027987049]
[null,null,null,null,null,null,null,null,240.40253795083694,19.722562647237194,12.189214061617564]
[null,null,null,null,null,null,null,null,240.80137644436448,19.738916171176299,12.199321095248079]
[null,null,null,null,null,null,null,null,241.20054550912491,19.755269695115409,12.209428128878594]
[null,null,null,null,null,null,null,null,241.60004514511817,19.771623219054515,12.219535162509109]
[null,null,null,null,null,null,null,null,241.9998753523443,19.787976742993621,12.229642196139624]
[null,null,null,null,null,null,null,null,242.40003613080333,19.80433026693273,12.239749229770139]
[null,null,null,null,null,null,null,null,242.80052748049516,19.820683790871836,12.249856263400654]
[null,null,null,null,null,null,null,null,243.20134940141989,19.837037314810942,12.259963297031168]
[null,null,null,null,null,null,null,null,243.60250189357748,19.853390838750052,12.270070330661683]
[null,null,null,null,null,null,null,null,244.00398495696791,19.869744362689158,12.280177364292198]
[null,null,null,null,null,null,null,null,244.40579859159118,19.886097886628264,12.290284397922713]
[null,null,null,null,null,null,null,null,244.80794279744737,19.902451410567373,12.300391431553228]
[null,null,null,null,null,null,null,null,245.21041757453636,19.918804934506479,12.310498465183743]
[null,null,null,null,null,null,null,null,245.61322292285823,19.935158458445585,12.320605498814258]
[null,null,null,null,null,null,null,null,246.01635884241301,19.951511982384694,12.330712532444773]
[null,null,null,null,null,null,null,null,246.41982533320058,19.9678655063238,12.340819566075288]
[null,null,null,null,null,null,null,null,246.82362239522104,19.984219030262906,12.350926599705803]
[null,null,null,null,null,null,null,null,247.22775002847439,20.000572554202016,12.361033633336318]
[null,null,null,null,null,null,null,null,247.63220823296055,20.016926078141122,12.371140666966832]
[null,null,null,null,null,null,null,null,248.03699700867955,20.033279602080228,12.381247700597347]
[null,null,null,null,null,null,null,null,248.4421163556315,20.049633126019337,12.391354734227862]
[null,null,null,null,null,null,null,null,248.84756627381623,20.065986649958443,12.401461767858377]
[null,null,null,null,null,null,null,null,249.25334676323382,20.082340173897549,12.411568801488892]
[null,null,null,null,null,null,null,null,249.65945782388428,20.098693697836655,12.421675835119407]
[null,null,null,null,null,null,null,null,250.06589945576766,20.115047221775765,12.431782868749922]
[null,null,null,null,null,null,null,null,250.47267165888385,20.13140074571487,12.441889902380437]
[null,null,null,null,null,null,null,null,250.87977443323288,20.147754269653976,12.451996936010952]
[null,null,null,null,null,null,null,null,251.28720777881483,20.164107793593086,12.462103969641467]
[null,null,null,null,null,null,null,null,251.69497169562959,20.180461317532192,12.472211003271982]
[null,null,null,null,null,null,null,null,252.10306618367721,20.196814841471298,12.482318036902496]
[null,null,null,null,null,null,null,null,252.51149124295773,20.213168365410407,12.492425070533011]
[null,null,null,null,null,null,null,null,252.92024687347109,20.229521889349513,12.502532104163526]
[null,null,null,null,null,null,null,null,253.32933307521728,20.245875413288619,12.512639137794041]
[null,null,null,null,null,null,null,null,253.73874984819639,20.262228937227729,12.522746171424556]
[null,null,null,null,null,null,null,null,254.14849719240831,20.278582461166835,12.532853205055071]
[null,null,null,null,null,null,null,null,254.5585751078531,20.294935985105941,12.542960238685586]
[null,null,null,null,null,null,null,null,254.96898359453078,20.31128950904505,12.553067272316101]
[null,null,null,null,null,null,null,null,255.37972265244127,20.327643032984156,12.563174305946616]
[null,null,null,null,null,null,null,null,255.79079228158463,20.343996556923262,12.573281339577131]
[null,null,null,null,null,null,null,null,256.20219248196094,20.360350080862371,12.583388373207645]
[null,null,null,null,null,null,null,null,256.61392325356996,20.376703604801477,12.59349540683816]
[null,null,null,null,null,null,null,null,257.02598459641194,20.393057128740583,12.603602440468675]
[null,null,null,null,null,null,null,null,257.43837651048676,20.409410652679693,12.61370947409919]
[null,null,null,null,null,null,null,null,257.85109899579442,20.425764176618799,12.623816507729705]
[null,null,null,null,null,null,null,null,258.26415205233496,20.442117700557905,12.63392354136022]
[null,null,null,null,null,null,null,null,258.67753568010835,20.458471224497011,12.644030574990735]
[null,null,null,null,null,null,null,null,259.09124987911463,20.47482474843612,12.65413760862125]
[null,null,null,null,null,null,null,null,259.50529464935374,20.491178272375226,12.664244642251765]
[null,null,null,null,null,null,null,null,259.9196699908257,20.507531796314332,12.67435167588228]
[null,null,null,null,null,null,null,null,260.33437590353054,20.523885320253441,12.684458709512795]
[null,null,null,null,null,null,null,null,260.74941238746823,{"$f":"K711*$K$1","v":20.540238844192547},12.694565743143309]
[null,null,null,null,null,null,null,null,{"$f":"J712*K712","v":261.1647794426388},20.556592368131653,{"$f":"K711+$K$5","v":12.704672776773824}]
[null,null,null,null,null,null,null,null,261.58047706904222,20.572945892070763,12.714779810404339]
[null,null,null,null,null,null,null,null,261.99650526667847,20.589299416009869,12.724886844034854]
[null,null,null,null,null,null,null,null,262.41286403554761,20.605652939948975,12.734993877665369]
[null,null,null,null,null,null,null,null,262.82955337564965,20.622006463888084,12.745100911295884]
[null,null,null,null,null,null,null,null,263.24657328698447,20.63835998782719,12.755207944926399]
[null,null,null,null,null,null,null,null,263.66392376955218,20.654713511766296,12.765314978556914]
[null,null,null,null,null,null,null,null,264.08160482335279,20.671067035705406,12.775422012187429]
[null,null,null,null,null,null,null,null,264.49961644838618,20.687420559644512,12.785529045817944]
[null,null,null,null,null,null,null,null,264.91795864465246,20.703774083583617,12.795636079448458]
[null,null,null,null,null,null,null,null,265.33663141215169,20.720127607522727,12.805743113078973]
[null,null,null,null,null,null,null,null,265.75563475088364,20.736481131461833,12.815850146709488]
[null,null,null,null,null,null,null,null,266.17496866084855,20.752834655400939,12.825957180340003]
[null,null,null,null,null,null,null,null,266.59463314204629,20.769188179340048,12.836064213970518]
[null,null,null,null,null,null,null,null,267.01462819447687,20.785541703279154,12.846171247601033]
[null,null,null,null,null,null,null,null,267.43495381814029,20.80189522721826,12.856278281231548]
[null,null,null,null,null,null,null,null,267.85561001303665,20.81824875115737,12.866385314862063]
[null,null,null,null,null,null,null,null,268.2765967791658,20.834602275096476,12.876492348492578]
[null,null,null,null,null,null,null,null,268.69791411652784,20.850955799035582,12.886599382123093]
[null,null,null,null,null,null,null,null,269.11956202512272,20.867309322974688,12.896706415753608]
[null,null,null,null,null,null,null,null,269.54154050495049,20.883662846913797,12.906813449384122]
[null,null,null,null,null,null,null,null,269.9638495560111,20.900016370852903,12.916920483014637]
[null,null,null,null,null,null,null,null,270.38648917830454,20.916369894792009,12.927027516645152]
[null,null,null,null,null,null,null,null,270.80945937183094,20.932723418731118,12.937134550275667]
[null,null,null,null,null,null,null,null,271.23276013659012,20.949076942670224,12.947241583906182]
[null,null,null,null,null,null,null,null,271.65639147258213,20.96543046660933,12.957348617536697]
[null,null,null,null,null,null,null,null,272.08035337980709,20.98178399054844,12.967455651167212]
[null,null,null,null,null,null,null,null,272.50464585826484,20.998137514487546,12.977562684797727]
[null,null,null,null,null,null,null,null,272.92926890795547,21.014491038426652,12.987669718428242]
[null,null,null,null,null,null,null,null,273.35422252887901,21.030844562365761,12.997776752058757]
[null,null,null,null,null,null,null,null,273.77950672103532,21.047198086304867,13.007883785689272]
[null,null,null,null,null,null,null,null,274.20512148442452,21.063551610243973,13.017990819319786]
[null,null,null,null,null,null,null,null,274.63106681904662,21.079905134183083,13.028097852950301]
[null,null,null,null,null,null,null,null,275.05734272490156,21.096258658122188,13.038204886580816]
[null,null,null,null,null,null,null,null,275.48394920198933,21.112612182061294,13.048311920211331]
[null,null,null,null,null,null,null,null,275.91088625031006,21.128965706000404,13.058418953841846]
[null,null,null,null,null,null,null,null,276.33815386986356,21.14531922993951,13.068525987472361]
[null,null,null,null,null,null,null,null,276.7657520606499,21.161672753878616,13.078633021102876]
[null,null,null,null,null,null,null,null,277.19368082266914,21.178026277817725,13.088740054733391]
[null,null,null,null,null,null,null,null,277.62194015592127,21.194379801756831,13.098847088363906]
[null,null,null,null,null,null,null,null,278.05053006040617,21.210733325695937,13.108954121994421]
[null,null,null,null,null,null,null,null,278.47945053612398,21.227086849635043,13.119061155624935]
[null,null,null,null,null,null,null,null,278.90870158307467,21.243440373574153,13.12916818925545]
[null,null,null,null,null,null,null,null,279.33828320125821,21.259793897513259,13.139275222885965]
[null,null,null,null,null,null,null,null,279.76819539067458,21.276147421452364,13.14938225651648]
[null,null,null,null,null,null,null,null,280.19843815132384,21.292500945391474,13.159489290146995]
[null,null,null,null,null,null,null,null,280.62901148320594,21.30885446933058,13.16959632377751]
[null,null,null,null,null,null,null,null,281.05991538632094,21.325207993269686,13.179703357408025]
[null,null,null,null,null,null,null,null,281.49114986066877,21.341561517208795,13.18981039103854]
[null,null,null,null,null,null,null,null,281.9227149062495,21.357915041147901,13.199917424669055]
[null,null,null,null,null,null,null,null,282.354610523063,21.374268565087007,13.21002445829957]
[null,null,null,null,null,null,null,null,282.78683671110946,21.390622089026117,13.220131491930085]
[null,null,null,null,null,null,null,null,283.2193934703887,21.406975612965223,13.230238525560599]
[null,null,null,null,null,null,null,null,283.65228080090083,21.423329136904329,13.240345559191114]
[null,null,null,null,null,null,null,null,284.08549870264585,21.439682660843438,13.250452592821629]
[null,null,null,null,null,null,null,null,284.51904717562371,21.456036184782544,13.260559626452144]
[null,null,null,null,null,null,null,null,284.95292621983441,21.47238970872165,13.270666660082659]
[null,null,null,null,null,null,null,null,285.387135835278,21.488743232660759,13.280773693713174]
[null,null,null,null,null,null,null,null,285.82167602195443,21.505096756599865,13.290880727343689]
[null,null,null,null,null,null,null,null,286.2565467798637,21.521450280538971,13.300987760974204]
[null,null,null,null,null,null,null,null,286.69174810900591,21.537803804478081,13.311094794604719]
[null,null,null,null,null,null,null,null,287.12728000938091,21.554157328417187,13.321201828235234]
[null,null,null,null,null,null,null,null,287.56314248098874,21.570510852356293,13.331308861865748]
[null,null,null,null,null,null,null,null,287.99933552382947,{"$f":"K775*$K$1","v":21.586864376295399},13.341415895496263]
[null,null,null,null,null,null,null,null,{"$f":"J776*K776","v":288.43585913790309},21.603217900234508,{"$f":"K775+$K$5","v":13.351522929126778}]
[null,null,null,null,null,null,null,null,288.87271332320955,21.619571424173614,13.361629962757293]
[null,null,null,null,null,null,null,null,289.30989807974885,21.63592494811272,13.371736996387808]
[null,null,null,null,null,null,null,null,289.74741340752104,21.65227847205183,13.381844030018323]
[null,null,null,null,null,null,null,null,290.18525930652606,21.668631995990935,13.391951063648838]
[null,null,null,null,null,null,null,null,290.62343577676393,21.684985519930041,13.402058097279353]
[null,null,null,null,null,null,null,null,291.06194281823474,21.701339043869151,13.412165130909868]
[null,null,null,null,null,null,null,null,291.50078043093833,21.717692567808257,13.422272164540383]
[null,null,null,null,null,null,null,null,291.93994861487477,21.734046091747363,13.432379198170898]
[null,null,null,null,null,null,null,null,292.37944737004415,21.750399615686472,13.442486231801412]
[null,null,null,null,null,null,null,null,292.81927669644631,21.766753139625578,13.452593265431927]
[null,null,null,null,null,null,null,null,293.25943659408136,21.783106663564684,13.462700299062442]
[null,null,null,null,null,null,null,null,293.69992706294931,21.799460187503794,13.472807332692957]
[null,null,null,null,null,null,null,null,294.14074810305004,21.8158137114429,13.482914366323472]
[null,null,null,null,null,null,null,null,294.58189971438367,21.832167235382006,13.493021399953987]
[null,null,null,null,null,null,null,null,295.02338189695018,21.848520759321115,13.503128433584502]
[null,null,null,null,null,null,null,null,295.46519465074954,21.864874283260221,13.513235467215017]
[null,null,null,null,null,null,null,null,295.90733797578173,21.881227807199327,13.523342500845532]
[null,null,null,null,null,null,null,null,296.34981187204681,21.897581331138436,13.533449534476047]
[null,null,null,null,null,null,null,null,296.79261633954474,21.913934855077542,13.543556568106561]
[null,null,null,null,null,null,null,null,297.23575137827555,21.930288379016648,13.553663601737076]
[null,null,null,null,null,null,null,null,297.6792169882392,21.946641902955758,13.563770635367591]
[null,null,null,null,null,null,null,null,298.12301316943569,21.962995426894864,13.573877668998106]
[null,null,null,null,null,null,null,null,298.56713992186508,21.97934895083397,13.583984702628621]
[null,null,null,null,null,null,null,null,299.0115972455273,21.995702474773076,13.594091736259136]
[null,null,null,null,null,null,null,null,299.45638514042241,22.012055998712185,13.604198769889651]
[null,null,null,null,null,null,null,null,299.90150360655036,22.028409522651291,13.614305803520166]
[null,null,null,null,null,null,null,null,300.34695264391115,22.044763046590397,13.624412837150681]
[null,null,null,null,null,null,null,null,300.79273225250483,22.061116570529506,13.634519870781196]
[null,null,null,null,null,null,null,null,301.23884243233135,22.077470094468612,13.644626904411711]
[null,null,null,null,null,null,null,null,301.68528318339077,22.093823618407718,13.654733938042225]
[null,null,null,null,null,null,null,null,302.13205450568302,22.110177142346828,13.66484097167274]
[null,null,null,null,null,null,null,null,302.57915639920816,22.126530666285934,13.674948005303255]
[null,null,null,null,null,null,null,null,303.02658886396608,22.14288419022504,13.68505503893377]
[null,null,null,null,null,null,null,null,303.47435189995696,22.159237714164149,13.695162072564285]
[null,null,null,null,null,null,null,null,303.92244550718061,22.175591238103255,13.7052691061948]
[null,null,null,null,null,null,null,null,304.37086968563716,22.191944762042361,13.715376139825315]
[null,null,null,null,null,null,null,null,304.8196244353266,22.208298285981471,13.72548317345583]
[null,null,null,null,null,null,null,null,305.26870975624888,22.224651809920577,13.735590207086345]
[null,null,null,null,null,null,null,null,305.718125648404,22.241005333859682,13.74569724071686]
[null,null,null,null,null,null,null,null,306.16787211179201,22.257358857798792,13.755804274347375]
[null,null,null,null,null,null,null,null,306.61794914641285,22.273712381737898,13.765911307977889]
[null,null,null,null,null,null,null,null,307.06835675226654,22.290065905677004,13.776018341608404]
[null,null,null,null,null,null,null,null,307.51909492935317,22.306419429616113,13.786125375238919]
[null,null,null,null,null,null,null,null,307.97016367767259,22.322772953555219,13.796232408869434]
[null,null,null,null,null,null,null,null,308.42156299722484,22.339126477494325,13.806339442499949]
[null,null,null,null,null,null,null,null,308.87329288800998,22.355480001433431,13.816446476130464]
[null,null,null,null,null,null,null,null,309.32535335002802,22.371833525372541,13.826553509760979]
[null,null,null,null,null,null,null,null,309.7777443832789,22.388187049311647,13.836660543391494]
[null,null,null,null,null,null,null,null,310.23046598776261,22.404540573250753,13.846767577022009]
[null,null,null,null,null,null,null,null,310.68351816347922,22.420894097189862,13.856874610652524]
[null,null,null,null,null,null,null,null,311.13690091042866,22.437247621128968,13.866981644283038]
[null,null,null,null,null,null,null,null,311.59061422861095,22.453601145068074,13.877088677913553]
[null,null,null,null,null,null,null,null,312.04465811802618,22.469954669007183,13.887195711544068]
[null,null,null,null,null,null,null,null,312.49903257867419,22.486308192946289,13.897302745174583]
[null,null,null,null,null,null,null,null,312.95373761055504,22.502661716885395,13.907409778805098]
[null,null,null,null,null,null,null,null,313.40877321366884,22.519015240824505,13.917516812435613]
[null,null,null,null,null,null,null,null,313.86413938801547,22.535368764763611,13.927623846066128]
[null,null,null,null,null,null,null,null,314.31983613359489,22.551722288702717,13.937730879696643]
[null,null,null,null,null,null,null,null,314.77586345040726,22.568075812641826,13.947837913327158]
[null,null,null,null,null,null,null,null,315.23222133845246,22.584429336580932,13.957944946957673]
[null,null,null,null,null,null,null,null,315.6889097977305,22.600782860520038,13.968051980588188]
[null,null,null,null,null,null,null,null,316.14592882824144,22.617136384459148,13.978159014218702]
[null,null,null,null,null,null,null,null,316.60327842998521,{"$f":"K839*$K$1","v":22.633489908398253},13.988266047849217]
[null,null,null,null,null,null,null,null,{"$f":"J840*K840","v":317.06095860296182},22.649843432337359,{"$f":"K839+$K$5","v":13.998373081479732}]
[null,null,null,null,null,null,null,null,317.51896934717132,22.666196956276469,14.008480115110247]
[null,null,null,null,null,null,null,null,317.97731066261366,22.682550480215575,14.018587148740762]
[null,null,null,null,null,null,null,null,318.43598254928884,22.698904004154681,14.028694182371277]
[null,null,null,null,null,null,null,null,318.89498500719696,22.71525752809379,14.038801216001792]
[null,null,null,null,null,null,null,null,319.35431803633787,22.731611052032896,14.048908249632307]
[null,null,null,null,null,null,null,null,319.81398163671167,22.747964575972002,14.059015283262822]
[null,null,null,null,null,null,null,null,320.27397580831831,22.764318099911108,14.069122316893337]
[null,null,null,null,null,null,null,null,320.73430055115784,22.780671623850218,14.079229350523851]
[null,null,null,null,null,null,null,null,321.19495586523021,22.797025147789324,14.089336384154366]
[null,null,null,null,null,null,null,null,321.65594175053542,22.813378671728429,14.099443417784881]
[null,null,null,null,null,null,null,null,322.11725820707352,22.829732195667539,14.109550451415396]
[null,null,null,null,null,null,null,null,322.57890523484446,22.846085719606645,14.119657485045911]
[null,null,null,null,null,null,null,null,323.04088283384829,22.862439243545751,14.129764518676426]
[null,null,null,null,null,null,null,null,323.50319100408495,22.87879276748486,14.139871552306941]
[null,null,null,null,null,null,null,null,323.96582974555446,22.895146291423966,14.149978585937456]
[null,null,null,null,null,null,null,null,324.42879905825686,22.911499815363072,14.160085619567971]
[null,null,null,null,null,null,null,null,324.89209894219215,22.927853339302182,14.170192653198486]
[null,null,null,null,null,null,null,null,325.35572939736022,22.944206863241288,14.180299686829001]
[null,null,null,null,null,null,null,null,325.81969042376119,22.960560387180394,14.190406720459515]
[null,null,null,null,null,null,null,null,326.28398202139505,22.976913911119503,14.20051375409003]
[null,null,null,null,null,null,null,null,326.74860419026174,22.993267435058609,14.210620787720545]
[null,null,null,null,null,null,null,null,327.21355693036128,23.009620958997715,14.22072782135106]
[null,null,null,null,null,null,null,null,327.67884024169371,23.025974482936824,14.230834854981575]
[null,null,null,null,null,null,null,null,328.14445412425897,23.04232800687593,14.24094188861209]
[null,null,null,null,null,null,null,null,328.61039857805707,23.058681530815036,14.251048922242605]
[null,null,null,null,null,null,null,null,329.07667360308812,23.075035054754146,14.26115595587312]
[null,null,null,null,null,null,null,null,329.54327919935196,23.091388578693252,14.271262989503635]
[null,null,null,null,null,null,null,null,330.01021536684863,23.107742102632358,14.28137002313415]
[null,null,null,null,null,null,null,null,330.47748210557819,23.124095626571464,14.291477056764665]
[null,null,null,null,null,null,null,null,330.94507941554065,23.140449150510573,14.301584090395179]
[null,null,null,null,null,null,null,null,331.41300729673594,23.156802674449679,14.311691124025694]
[null,null,null,null,null,null,null,null,331.88126574916407,23.173156198388785,14.321798157656209]
[null,null,null,null,null,null,null,null,332.3498547728251,23.189509722327895,14.331905191286724]
[null,null,null,null,null,null,null,null,332.81877436771896,23.205863246267,14.342012224917239]
[null,null,null,null,null,null,null,null,333.28802453384566,23.222216770206106,14.352119258547754]
[null,null,null,null,null,null,null,null,333.75760527120531,23.238570294145216,14.362226292178269]
[null,null,null,null,null,null,null,null,334.22751657979774,23.254923818084322,14.372333325808784]
[null,null,null,null,null,null,null,null,334.69775845962306,23.271277342023428,14.382440359439299]
[null,null,null,null,null,null,null,null,335.16833091068122,23.287630865962537,14.392547393069814]
[null,null,null,null,null,null,null,null,335.63923393297227,23.303984389901643,14.402654426700328]
[null,null,null,null,null,null,null,null,336.11046752649611,23.320337913840749,14.412761460330843]
[null,null,null,null,null,null,null,null,336.58203169125289,23.336691437779859,14.422868493961358]
[null,null,null,null,null,null,null,null,337.05392642724252,23.353044961718965,14.432975527591873]
[null,null,null,null,null,null,null,null,337.52615173446497,23.369398485658071,14.443082561222388]
[null,null,null,null,null,null,null,null,337.99870761292033,23.38575200959718,14.453189594852903]
[null,null,null,null,null,null,null,null,338.47159406260852,23.402105533536286,14.463296628483418]
[null,null,null,null,null,null,null,null,338.94481108352954,23.418459057475392,14.473403662113933]
[null,null,null,null,null,null,null,null,339.41835867568346,23.434812581414501,14.483510695744448]
[null,null,null,null,null,null,null,null,339.89223683907022,23.451166105353607,14.493617729374963]
[null,null,null,null,null,null,null,null,340.36644557368987,23.467519629292713,14.503724763005478]
[null,null,null,null,null,null,null,null,340.8409848795423,23.483873153231819,14.513831796635992]
[null,null,null,null,null,null,null,null,341.31585475662769,23.500226677170929,14.523938830266507]
[null,null,null,null,null,null,null,null,341.79105520494591,23.516580201110035,14.534045863897022]
[null,null,null,null,null,null,null,null,342.26658622449696,23.532933725049141,14.544152897527537]
[null,null,null,null,null,null,null,null,342.74244781528091,23.54928724898825,14.554259931158052]
[null,null,null,null,null,null,null,null,343.2186399772977,23.565640772927356,14.564366964788567]
[null,null,null,null,null,null,null,null,343.69516271054732,23.581994296866462,14.574473998419082]
[null,null,null,null,null,null,null,null,344.1720160150299,23.598347820805571,14.584581032049597]
[null,null,null,null,null,null,null,null,344.64919989074525,23.614701344744677,14.594688065680112]
[null,null,null,null,null,null,null,null,345.12671433769344,23.631054868683783,14.604795099310627]
[null,null,null,null,null,null,null,null,345.60455935587458,23.647408392622893,14.614902132941141]
[null,null,null,null,null,null,null,null,346.08273494528851,23.663761916561999,14.625009166571656]
[null,null,null,null,null,null,null,null,346.56124110593527,{"$f":"K903*$K$1","v":23.680115440501105},14.635116200202171]
[null,null,null,null,null,null,null,null,{"$f":"J904*K904","v":347.04007783781498},23.696468964440214,{"$f":"K903+$K$5","v":14.645223233832686}]
[null,null,null,null,null,null,null,null,347.51924514092752,23.71282248837932,14.655330267463201]
[null,null,null,null,null,null,null,null,347.99874301527291,23.729176012318426,14.665437301093716]
[null,null,null,null,null,null,null,null,348.47857146085119,23.745529536257536,14.675544334724231]
[null,null,null,null,null,null,null,null,348.95873047766224,23.761883060196642,14.685651368354746]
[null,null,null,null,null,null,null,null,349.43922006570619,23.778236584135747,14.695758401985261]
[null,null,null,null,null,null,null,null,349.9200402249831,23.794590108074857,14.705865435615776]
[null,null,null,null,null,null,null,null,350.40119095549278,23.810943632013963,14.715972469246291]
[null,null,null,null,null,null,null,null,350.8826722572353,23.827297155953069,14.726079502876805]
[null,null,null,null,null,null,null,null,351.36448413021071,23.843650679892178,14.73618653650732]
[null,null,null,null,null,null,null,null,351.84662657441896,23.860004203831284,14.746293570137835]
[null,null,null,null,null,null,null,null,352.32909958986011,23.87635772777039,14.75640060376835]
[null,null,null,null,null,null,null,null,352.81190317653409,23.892711251709496,14.766507637398865]
[null,null,null,null,null,null,null,null,353.29503733444096,23.909064775648606,14.77661467102938]
[null,null,null,null,null,null,null,null,353.77850206358067,23.925418299587712,14.786721704659895]
[null,null,null,null,null,null,null,null,354.26229736395322,23.941771823526818,14.79682873829041]
[null,null,null,null,null,null,null,null,354.74642323555867,23.958125347465927,14.806935771920925]
[null,null,null,null,null,null,null,null,355.23087967839695,23.974478871405033,14.81704280555144]
[null,null,null,null,null,null,null,null,355.71566669246806,23.990832395344139,14.827149839181955]
[null,null,null,null,null,null,null,null,356.20078427777213,24.007185919283248,14.837256872812469]
[null,null,null,null,null,null,null,null,356.68623243430898,24.023539443222354,14.847363906442984]
[null,null,null,null,null,null,null,null,357.17201116207866,24.03989296716146,14.857470940073499]
[null,null,null,null,null,null,null,null,357.6581204610813,24.05624649110057,14.867577973704014]
[null,null,null,null,null,null,null,null,358.14456033131677,24.072600015039676,14.877685007334529]
[null,null,null,null,null,null,null,null,358.63133077278502,24.088953538978782,14.887792040965044]
[null,null,null,null,null,null,null,null,359.11843178548622,24.105307062917891,14.897899074595559]
[null,null,null,null,null,null,null,null,359.60586336942026,24.121660586856997,14.908006108226074]
[null,null,null,null,null,null,null,null,360.09362552458714,24.138014110796103,14.918113141856589]
[null,null,null,null,null,null,null,null,360.58171825098691,24.154367634735213,14.928220175487104]
[null,null,null,null,null,null,null,null,361.07014154861952,24.170721158674318,14.938327209117618]
[null,null,null,null,null,null,null,null,361.55889541748496,24.187074682613424,14.948434242748133]
[null,null,null,null,null,null,null,null,362.0479798575833,24.203428206552534,14.958541276378648]
[null,null,null,null,null,null,null,null,362.53739486891448,24.21978173049164,14.968648310009163]
[null,null,null,null,null,null,null,null,363.02714045147854,24.236135254430746,14.978755343639678]
[null,null,null,null,null,null,null,null,363.51721660527539,24.252488778369852,14.988862377270193]
[null,null,null,null,null,null,null,null,364.00762333030519,24.268842302308961,14.998969410900708]
[null,null,null,null,null,null,null,null,364.49836062656783,24.285195826248067,15.009076444531223]
[null,null,null,null,null,null,null,null,364.9894284940633,24.301549350187173,15.019183478161738]
[null,null,null,null,null,null,null,null,365.48082693279167,24.317902874126283,15.029290511792253]
[null,null,null,null,null,null,null,null,365.97255594275288,24.334256398065389,15.039397545422768]
[null,null,null,null,null,null,null,null,366.46461552394692,24.350609922004494,15.049504579053282]
[null,null,null,null,null,null,null,null,366.95700567637391,24.366963445943604,15.059611612683797]
[null,null,null,null,null,null,null,null,367.44972640003368,24.38331696988271,15.069718646314312]
[null,null,null,null,null,null,null,null,367.94277769492629,24.399670493821816,15.079825679944827]
[null,null,null,null,null,null,null,null,368.43615956105185,24.416024017760925,15.089932713575342]
[null,null,null,null,null,null,null,null,368.92987199841019,24.432377541700031,15.100039747205857]
[null,null,null,null,null,null,null,null,369.42391500700143,24.448731065639137,15.110146780836372]
[null,null,null,null,null,null,null,null,369.91828858682555,24.465084589578247,15.120253814466887]
[null,null,null,null,null,null,null,null,370.41299273788246,24.481438113517353,15.130360848097402]
[null,null,null,null,null,null,null,null,370.90802746017226,24.497791637456459,15.140467881727917]
[null,null,null,null,null,null,null,null,371.40339275369496,24.514145161395568,15.150574915358431]
[null,null,null,null,null,null,null,null,371.89908861845049,24.530498685334674,15.160681948988946]
[null,null,null,null,null,null,null,null,372.39511505443886,24.54685220927378,15.170788982619461]
[null,null,null,null,null,null,null,null,372.89147206166012,24.563205733212889,15.180896016249976]
[null,null,null,null,null,null,null,null,373.38815964011422,24.579559257151995,15.191003049880491]
[null,null,null,null,null,null,null,null,373.88517778980116,24.595912781091101,15.201110083511006]
[null,null,null,null,null,null,null,null,374.38252651072105,24.612266305030211,15.211217117141521]
[null,null,null,null,null,null,null,null,374.88020580287372,24.628619828969317,15.221324150772036]
[null,null,null,null,null,null,null,null,375.37821566625922,24.644973352908423,15.231431184402551]
[null,null,null,null,null,null,null,null,375.87655610087762,24.661326876847529,15.241538218033066]
[null,null,null,null,null,null,null,null,376.37522710672891,24.677680400786638,15.251645251663581]
[null,null,null,null,null,null,null,null,376.87422868381304,24.694033924725744,15.261752285294095]
[null,null,null,null,null,null,null,null,377.37356083213001,24.71038744866485,15.27185931892461]
[null,null,null,null,null,null,null,null,377.87322355167993,{"$f":"K967*$K$1","v":24.72674097260396},15.281966352555125]
[null,null,null,null,null,null,null,null,{"$f":"J968*K968","v":378.37321684246257},24.743094496543065,{"$f":"K967+$K$5","v":15.29207338618564}]
[null,null,null,null,null,null,null,null,378.87354070447816,24.759448020482171,15.302180419816155]
[null,null,null,null,null,null,null,null,379.37419513772659,24.775801544421281,15.31228745344667]
[null,null,null,null,null,null,null,null,379.87518014220785,24.792155068360387,15.322394487077185]
[null,null,null,null,null,null,null,null,380.37649571792201,24.808508592299493,15.3325015207077]
[null,null,null,null,null,null,null,null,380.87814186486906,24.824862116238602,15.342608554338215]
[null,null,null,null,null,null,null,null,381.3801185830489,24.841215640177708,15.35271558796873]
[null,null,null,null,null,null,null,null,381.88242587246162,24.857569164116814,15.362822621599244]
[null,null,null,null,null,null,null,null,382.38506373310724,24.873922688055924,15.372929655229759]
[null,null,null,null,null,null,null,null,382.88803216498565,24.89027621199503,15.383036688860274]
[null,null,null,null,null,null,null,null,383.39133116809694,24.906629735934136,15.393143722490789]
[null,null,null,null,null,null,null,null,383.89496074244119,24.922983259873245,15.403250756121304]
[null,null,null,null,null,null,null,null,384.39892088801815,24.939336783812351,15.413357789751819]
[null,null,null,null,null,null,null,null,384.90321160482807,24.955690307751457,15.423464823382334]
[null,null,null,null,null,null,null,null,385.40783289287083,24.972043831690566,15.433571857012849]
[null,null,null,null,null,null,null,null,385.91278475214642,24.988397355629672,15.443678890643364]
[null,null,null,null,null,null,null,null,386.41806718265485,25.004750879568778,15.453785924273879]
[null,null,null,null,null,null,null,null,386.92368018439618,25.021104403507884,15.463892957904394]
[null,null,null,null,null,null,null,null,387.42962375737039,25.037457927446994,15.473999991534908]
[null,null,null,null,null,null,null,null,387.93589790157745,25.0538114513861,15.484107025165423]
[null,null,null,null,null,null,null,null,388.44250261701734,25.070164975325206,15.494214058795938]
[null,null,null,null,null,null,null,null,388.94943790369013,25.086518499264315,15.504321092426453]
[null,null,null,null,null,null,null,null,389.45670376159575,25.102872023203421,15.514428126056968]
[null,null,null,null,null,null,null,null,389.96430019073421,25.119225547142527,15.524535159687483]
[null,null,null,null,null,null,null,null,390.47222719110562,25.135579071081636,15.534642193317998]
[null,null,null,null,null,null,null,null,390.98048476270981,25.151932595020742,15.544749226948513]
[null,null,null,null,null,null,null,null,391.48907290554683,25.168286118959848,15.554856260579028]
[null,null,null,null,null,null,null,null,391.99799161961681,25.184639642898958,15.564963294209543]
[null,null,null,null,null,null,null,null,392.50724090491957,25.200993166838064,15.575070327840058]
[null,null,null,null,null,null,null,null,393.01682076145522,25.21734669077717,15.585177361470572]
[null,null,null,null,null,null,null,null,393.52673118922377,25.233700214716279,15.595284395101087]
[null,null,null,null,null,null,null,null,394.03697218822509,25.250053738655385,15.605391428731602]
[null,null,null,null,null,null,null,null,394.54754375845931,25.266407262594491,15.615498462362117]
[null,null,null,null,null,null,null,null,395.05844589992643,25.282760786533601,15.625605495992632]
[null,null,null,null,null,null,null,null,395.56967861262638,25.299114310472707,15.635712529623147]
[null,null,null,null,null,null,null,null,396.08124189655916,25.315467834411812,15.645819563253662]
[null,null,null,null,null,null,null,null,396.59313575172484,25.331821358350922,15.655926596884177]
[null,null,null,null,null,null,null,null,397.10536017812336,25.348174882290028,15.666033630514692]
[null,null,null,null,null,null,null,null,397.61791517575472,25.364528406229134,15.676140664145207]
[null,null,null,null,null,null,null,null,398.13080074461902,25.380881930168243,15.686247697775721]
[null,null,null,null,null,null,null,null,398.64401688471611,25.397235454107349,15.696354731406236]
[null,null,null,null,null,null,null,null,399.15756359604603,25.413588978046455,15.706461765036751]
[null,null,null,null,null,null,null,null,399.67144087860885,25.429942501985561,15.716568798667266]
[null,null,null,null,null,null,null,null,400.18564873240462,25.446296025924671,15.726675832297781]
[null,null,null,null,null,null,null,null,400.70018715743311,25.462649549863777,15.736782865928296]
[null,null,null,null,null,null,null,null,401.21505615369449,25.479003073802883,15.746889899558811]
[null,null,null,null,null,null,null,null,401.73025572118883,25.495356597741992,15.756996933189326]
[null,null,null,null,null,null,null,null,402.24578585991594,25.511710121681098,15.767103966819841]
[null,null,null,null,null,null,null,null,402.76164656987589,25.528063645620204,15.777211000450356]
[null,null,null,null,null,null,null,null,403.2778378510688,25.544417169559313,15.787318034080871]
[null,null,null,null,null,null,null,null,403.79435970349448,25.560770693498419,15.797425067711385]
[null,null,null,null,null,null,null,null,404.311212127153,25.577124217437525,15.8075321013419]
[null,null,null,null,null,null,null,null,404.82839512204447,25.593477741376635,15.817639134972415]
[null,null,null,null,null,null,null,null,405.34590868816872,25.609831265315741,15.82774616860293]
[null,null,null,null,null,null,null,null,405.86375282552586,25.626184789254847,15.837853202233445]
[null,null,null,null,null,null,null,null,406.3819275341159,25.642538313193956,15.84796023586396]
[null,null,null,null,null,null,null,null,406.90043281393878,25.658891837133062,15.858067269494475]
[null,null,null,null,null,null,null,null,407.41926866499449,25.675245361072168,15.86817430312499]
[null,null,null,null,null,null,null,null,407.9384350872831,25.691598885011278,15.878281336755505]
[null,null,null,null,null,null,null,null,408.45793208080454,25.707952408950383,15.88838837038602]
[null,null,null,null,null,null,null,null,408.97775964555882,25.724305932889489,15.898495404016534]
[null,null,null,null,null,null,null,null,409.49791778154605,25.740659456828599,15.908602437647049]
[null,null,null,null,null,null,null,null,410.018406488766,25.757012980767705,15.918709471277564]
[null,null,null,null,null,null,null,null,410.53922576721891,{"$f":"K1031*$K$1","v":25.773366504706811},15.928816504908079]
[null,null,null,null,null,null,null,null,{"$f":"J1032*K1032","v":411.06037561690465},25.789720028645917,{"$f":"K1031+$K$5","v":15.938923538538594}]
[null,null,null,null,null,null,null,null,411.58185603782329,25.806073552585026,15.949030572169109]
[null,null,null,null,null,null,null,null,412.1036670299747,25.822427076524132,15.959137605799624]
[null,null,null,null,null,null,null,null,412.62580859335901,25.838780600463238,15.969244639430139]
[null,null,null,null,null,null,null,null,413.14828072797627,25.855134124402348,15.979351673060654]
[null,null,null,null,null,null,null,null,413.67108343382625,25.871487648341454,15.989458706691169]
[null,null,null,null,null,null,null,null,414.19421671090919,25.887841172280559,15.999565740321684]
[null,null,null,null,null,null,null,null,414.71768055922485,25.904194696219665,16.009672773952197]
[null,null,null,null,null,null,null,null,415.24147497877345,25.920548220158771,16.019779807582712]
[null,null,null,null,null,null,null,null,415.76559996955501,25.936901744097881,16.029886841213226]
[null,null,null,null,null,null,null,null,416.29005553156935,25.953255268036987,16.039993874843741]
[null,null,null,null,null,null,null,null,416.81484166481653,25.969608791976093,16.050100908474256]
[null,null,null,null,null,null,null,null,417.33995836929654,25.985962315915199,16.060207942104771]
[null,null,null,null,null,null,null,null,417.86540564500956,26.002315839854308,16.070314975735286]
[null,null,null,null,null,null,null,null,418.3911834919553,26.018669363793414,16.080422009365801]
[null,null,null,null,null,null,null,null,418.91729191013394,26.03502288773252,16.090529042996316]
[null,null,null,null,null,null,null,null,419.44373089954547,26.05137641167163,16.100636076626831]
[null,null,null,null,null,null,null,null,419.97050046018984,26.067729935610735,16.110743110257346]
[null,null,null,null,null,null,null,null,420.49760059206704,26.084083459549841,16.120850143887861]
[null,null,null,null,null,null,null,null,421.02503129517714,26.100436983488951,16.130957177518376]
[null,null,null,null,null,null,null,null,421.55279256952008,26.116790507428057,16.14106421114889]
[null,null,null,null,null,null,null,null,422.08088441509585,26.133144031367163,16.151171244779405]
[null,null,null,null,null,null,null,null,422.60930683190458,26.149497555306272,16.16127827840992]
[null,null,null,null,null,null,null,null,423.13805981994608,26.165851079245378,16.171385312040435]
[null,null,null,null,null,null,null,null,423.66714337922042,26.182204603184484,16.18149234567095]
[null,null,null,null,null,null,null,null,424.19655750972771,26.198558127123594,16.191599379301465]
[null,null,null,null,null,null,null,null,424.72630221146784,26.2149116510627,16.20170641293198]
[null,null,null,null,null,null,null,null,425.25637748444075,26.231265175001806,16.211813446562495]
[null,null,null,null,null,null,null,null,425.78678332864661,26.247618698940915,16.22192048019301]
[null,null,null,null,null,null,null,null,426.3175197440853,26.263972222880021,16.232027513823525]
[null,null,null,null,null,null,null,null,426.84858673075684,26.280325746819127,16.24213454745404]
[null,null,null,null,null,null,null,null,427.37998428866126,26.296679270758236,16.252241581084554]
[null,null,null,null,null,null,null,null,427.91171241779853,26.313032794697342,16.262348614715069]
[null,null,null,null,null,null,null,null,428.44377111816863,26.329386318636448,16.272455648345584]
[null,null,null,null,null,null,null,null,428.97616038977162,26.345739842575558,16.282562681976099]
[null,null,null,null,null,null,null,null,429.50888023260745,26.362093366514664,16.292669715606614]
[null,null,null,null,null,null,null,null,430.04193064667618,26.37844689045377,16.302776749237129]
[null,null,null,null,null,null,null,null,430.57531163197768,26.394800414392876,16.312883782867644]
[null,null,null,null,null,null,null,null,431.1090231885122,26.411153938331985,16.322990816498159]
[null,null,null,null,null,null,null,null,431.64306531627943,26.427507462271091,16.333097850128674]
[null,null,null,null,null,null,null,null,432.17743801527956,26.443860986210197,16.343204883759189]
[null,null,null,null,null,null,null,null,432.71214128551259,26.460214510149306,16.353311917389703]
[null,null,null,null,null,null,null,null,433.24717512697845,26.476568034088412,16.363418951020218]
[null,null,null,null,null,null,null,null,433.78253953967715,26.492921558027518,16.373525984650733]
[null,null,null,null,null,null,null,null,434.31823452360879,26.509275081966628,16.383633018281248]
[null,null,null,null,null,null,null,null,434.85426007877322,26.525628605905734,16.393740051911763]
[null,null,null,null,null,null,null,null,435.39061620517049,26.54198212984484,16.403847085542278]
[null,null,null,null,null,null,null,null,435.9273029028007,26.558335653783949,16.413954119172793]
[null,null,null,null,null,null,null,null,436.4643201716637,26.574689177723055,16.424061152803308]
[null,null,null,null,null,null,null,null,437.00166801175959,26.591042701662161,16.434168186433823]
[null,null,null,null,null,null,null,null,437.53934642308838,26.607396225601271,16.444275220064338]
[null,null,null,null,null,null,null,null,438.07735540564994,26.623749749540377,16.454382253694853]
[null,null,null,null,null,null,null,null,438.6156949594444,26.640103273479482,16.464489287325367]
[null,null,null,null,null,null,null,null,439.15436508447175,26.656456797418592,16.474596320955882]
[null,null,null,null,null,null,null,null,439.69336578073194,26.672810321357698,16.484703354586397]
[null,null,null,null,null,null,null,null,440.23269704822496,26.689163845296804,16.494810388216912]
[null,null,null,null,null,null,null,null,440.77235888695088,26.705517369235913,16.504917421847427]
[null,null,null,null,null,null,null,null,441.31235129690964,26.721870893175019,16.515024455477942]
[null,null,null,null,null,null,null,null,441.85267427810123,26.738224417114125,16.525131489108457]
[null,null,null,null,null,null,null,null,442.39332783052572,26.754577941053231,16.535238522738972]
[null,null,null,null,null,null,null,null,442.9343119541831,26.770931464992341,16.545345556369487]
[null,null,null,null,null,null,null,null,443.47562664907326,26.787284988931447,16.555452590000002]
[null,null,null,null,null,null,null,null,444.01727191519632,26.803638512870553,16.565559623630516]
[null,null,null,null,null,null,null,null,444.55924775255227,{"$f":"K1095*$K$1","v":26.819992036809662},16.575666657261031]
[null,null,null,null,null,null,null,null,{"$f":"J1096*K1096","v":445.10155416114105},26.836345560748768,{"$f":"K1095+$K$5","v":16.585773690891546}]
[null,null,null,null,null,null,null,null,445.64419114096268,26.852699084687874,16.595880724522061]
[null,null,null,null,null,null,null,null,446.18715869201725,26.869052608626983,16.605987758152576]
[null,null,null,null,null,null,null,null,446.73045681430455,26.885406132566089,16.616094791783091]
[null,null,null,null,null,null,null,null,447.27408550782479,26.901759656505195,16.626201825413606]
[null,null,null,null,null,null,null,null,447.81804477257788,26.918113180444305,16.636308859044121]
[null,null,null,null,null,null,null,null,448.36233460856386,26.934466704383411,16.646415892674636]
[null,null,null,null,null,null,null,null,448.90695501578261,26.950820228322517,16.656522926305151]
[null,null,null,null,null,null,null,null,449.45190599423432,26.967173752261626,16.666629959935666]
[null,null,null,null,null,null,null,null,449.99718754391881,26.983527276200732,16.67673699356618]
[null,null,null,null,null,null,null,null,450.5427996648362,26.999880800139838,16.686844027196695]
[null,null,null,null,null,null,null,null,451.08874235698647,27.016234324078948,16.69695106082721]
[null,null,null,null,null,null,null,null,451.63501562036959,27.032587848018053,16.707058094457725]
[null,null,null,null,null,null,null,null,452.18161945498548,27.048941371957159,16.71716512808824]
[null,null,null,null,null,null,null,null,452.72855386083438,27.065294895896269,16.727272161718755]
[null,null,null,null,null,null,null,null,453.27581883791601,27.081648419835375,16.73737919534927]
[null,null,null,null,null,null,null,null,453.82341438623058,27.098001943774481,16.747486228979785]
[null,null,null,null,null,null,null,null,454.37134050577799,27.11435546771359,16.7575932626103]
[null,null,null,null,null,null,null,null,454.91959719655824,27.130708991652696,16.767700296240815]
[null,null,null,null,null,null,null,null,455.46818445857133,27.147062515591802,16.77780732987133]
[null,null,null,null,null,null,null,null,456.01710229181731,27.163416039530908,16.787914363501844]
[null,null,null,null,null,null,null,null,456.56635069629618,27.179769563470018,16.798021397132359]
[null,null,null,null,null,null,null,null,457.11592967200789,27.196123087409124,16.808128430762874]
[null,null,null,null,null,null,null,null,457.66583921895244,27.212476611348229,16.818235464393389]
[null,null,null,null,null,null,null,null,458.21607933712988,27.228830135287339,16.828342498023904]
[null,null,null,null,null,null,null,null,458.76665002654016,27.245183659226445,16.838449531654419]
[null,null,null,null,null,null,null,null,459.31755128718328,27.261537183165551,16.848556565284934]
[null,null,null,null,null,null,null,null,459.86878311905934,27.27789070710466,16.858663598915449]
[null,null,null,null,null,null,null,null,460.42034552216819,27.294244231043766,16.868770632545964]
[null,null,null,null,null,null,null,null,460.97223849650987,27.310597754982872,16.878877666176479]
[null,null,null,null,null,null,null,null,461.52446204208451,27.326951278921982,16.888984699806993]
[null,null,null,null,null,null,null,null,462.07701615889192,27.343304802861088,16.899091733437508]
[null,null,null,null,null,null,null,null,462.62990084693223,27.359658326800194,16.909198767068023]
[null,null,null,null,null,null,null,null,463.18311610620543,27.376011850739303,16.919305800698538]
[null,null,null,null,null,null,null,null,463.73666193671141,27.392365374678409,16.929412834329053]
[null,null,null,null,null,null,null,null,464.29053833845029,27.408718898617515,16.939519867959568]
[null,null,null,null,null,null,null,null,464.84474531142206,27.425072422556624,16.949626901590083]
[null,null,null,null,null,null,null,null,465.39928285562667,27.44142594649573,16.959733935220598]
[null,null,null,null,null,null,null,null,465.95415097106411,27.457779470434836,16.969840968851113]
[null,null,null,null,null,null,null,null,466.50934965773445,27.474132994373946,16.979948002481628]
[null,null,null,null,null,null,null,null,467.06487891563762,27.490486518313052,16.990055036112143]
[null,null,null,null,null,null,null,null,467.62073874477363,27.506840042252158,17.000162069742657]
[null,null,null,null,null,null,null,null,468.17692914514254,27.523193566191264,17.010269103373172]
[null,null,null,null,null,null,null,null,468.73345011674434,27.539547090130373,17.020376137003687]
[null,null,null,null,null,null,null,null,469.29030165957892,27.555900614069479,17.030483170634202]
[null,null,null,null,null,null,null,null,469.84748377364639,27.572254138008585,17.040590204264717]
[null,null,null,null,null,null,null,null,470.40499645894681,27.588607661947695,17.050697237895232]
[null,null,null,null,null,null,null,null,470.96283971547996,27.6049611858868,17.060804271525747]
[null,null,null,null,null,null,null,null,471.521013543246,27.621314709825906,17.070911305156262]
[null,null,null,null,null,null,null,null,472.07951794224499,27.637668233765016,17.081018338786777]
[null,null,null,null,null,null,null,null,472.63835291247676,27.654021757704122,17.091125372417292]
[null,null,null,null,null,null,null,null,473.19751845394137,27.670375281643228,17.101232406047806]
[null,null,null,null,null,null,null,null,473.75701456663893,27.686728805582337,17.111339439678321]
[null,null,null,null,null,null,null,null,474.31684125056927,27.703082329521443,17.121446473308836]
[null,null,null,null,null,null,null,null,474.87699850573244,27.719435853460549,17.131553506939351]
[null,null,null,null,null,null,null,null,475.43748633212857,27.735789377399659,17.141660540569866]
[null,null,null,null,null,null,null,null,475.99830472975748,27.752142901338765,17.151767574200381]
[null,null,null,null,null,null,null,null,476.55945369861928,27.768496425277871,17.161874607830896]
[null,null,null,null,null,null,null,null,477.12093323871397,27.78484994921698,17.171981641461411]
[null,null,null,null,null,null,null,null,477.68274335004151,27.801203473156086,17.182088675091926]
[null,null,null,null,null,null,null,null,478.24488403260187,27.817556997095192,17.192195708722441]
[null,null,null,null,null,null,null,null,478.80735528639514,27.833910521034301,17.202302742352956]
[null,null,null,null,null,null,null,null,479.37015711142124,27.850264044973407,17.21240977598347]
[null,null,null,null,null,null,null,null,479.93328950768017,{"$f":"K1159*$K$1","v":27.866617568912513},17.222516809613985]
[null,null,null,null,null,null,null,null,{"$f":"J1160*K1160","v":480.496752475172},27.882971092851619,{"$f":"K1159+$K$5","v":17.2326238432445}]
[null,null,null,null,null,null,null,null,481.06054601389673,27.899324616790729,17.242730876875015]
[null,null,null,null,null,null,null,null,481.62467012385423,27.915678140729835,17.25283791050553]
[null,null,null,null,null,null,null,null,482.18912480504463,27.932031664668941,17.262944944136045]
[null,null,null,null,null,null,null,null,482.75391005746792,27.94838518860805,17.27305197776656]
[null,null,null,null,null,null,null,null,483.31902588112399,27.964738712547156,17.283159011397075]
[null,null,null,null,null,null,null,null,483.88447227601296,27.981092236486262,17.29326604502759]
[null,null,null,null,null,null,null,null,484.45024924213487,27.997445760425371,17.303373078658105]
[null,null,null,null,null,null,null,null,485.01635677948951,28.013799284364477,17.313480112288619]
[null,null,null,null,null,null,null,null,485.5827948880771,28.030152808303583,17.323587145919134]
[null,null,null,null,null,null,null,null,486.14956356789753,28.046506332242693,17.333694179549649]
[null,null,null,null,null,null,null,null,486.71666281895079,28.062859856181799,17.343801213180164]
[null,null,null,null,null,null,null,null,487.28409264123695,28.079213380120905,17.353908246810679]
[null,null,null,null,null,null,null,null,487.851853034756,28.095566904060014,17.364015280441194]
[null,null,null,null,null,null,null,null,488.41994399950784,28.11192042799912,17.374122314071709]
[null,null,null,null,null,null,null,null,488.98836553549251,28.128273951938226,17.384229347702224]
[null,null,null,null,null,null,null,null,489.55711764271012,28.144627475877336,17.394336381332739]
[null,null,null,null,null,null,null,null,490.12620032116058,28.160980999816442,17.404443414963254]
[null,null,null,null,null,null,null,null,490.69561357084388,28.177334523755547,17.414550448593769]
[null,null,null,null,null,null,null,null,491.26535739176006,28.193688047694657,17.424657482224283]
[null,null,null,null,null,null,null,null,491.83543178390903,28.210041571633763,17.434764515854798]
[null,null,null,null,null,null,null,null,492.40583674729095,28.226395095572869,17.444871549485313]
[null,null,null,null,null,null,null,null,492.9765722819057,28.242748619511978,17.454978583115828]
[null,null,null,null,null,null,null,null,493.5476383877533,28.259102143451084,17.465085616746343]
[null,null,null,null,null,null,null,null,494.11903506483372,28.27545566739019,17.475192650376858]
[null,null,null,null,null,null,null,null,494.69076231314705,28.291809191329296,17.485299684007373]
[null,null,null,null,null,null,null,null,495.26282013269326,28.308162715268406,17.495406717637888]
[null,null,null,null,null,null,null,null,495.83520852347226,28.324516239207512,17.505513751268403]
[null,null,null,null,null,null,null,null,496.40792748548415,28.340869763146618,17.515620784898918]
[null,null,null,null,null,null,null,null,496.98097701872894,28.357223287085727,17.525727818529433]
[null,null,null,null,null,null,null,null,497.55435712320656,28.373576811024833,17.535834852159947]
[null,null,null,null,null,null,null,null,498.12806779891702,28.389930334963939,17.545941885790462]
[null,null,null,null,null,null,null,null,498.70210904586042,28.406283858903048,17.556048919420977]
[null,null,null,null,null,null,null,null,499.27648086403661,28.422637382842154,17.566155953051492]
[null,null,null,null,null,null,null,null,499.85118325344564,28.43899090678126,17.576262986682007]
[null,null,null,null,null,null,null,null,500.42621621408762,28.45534443072037,17.586370020312522]
[null,null,null,null,null,null,null,null,501.00157974596237,28.471697954659476,17.596477053943037]
[null,null,null,null,null,null,null,null,501.57727384906997,28.488051478598582,17.606584087573552]
[null,null,null,null,null,null,null,null,502.15329852341051,28.504405002537691,17.616691121204067]
[null,null,null,null,null,null,null,null,502.72965376898389,28.520758526476797,17.626798154834582]
[null,null,null,null,null,null,null,null,503.30633958579006,28.537112050415903,17.636905188465096]
[null,null,null,null,null,null,null,null,503.88335597382917,28.553465574355013,17.647012222095611]
[null,null,null,null,null,null,null,null,504.46070293310112,28.569819098294118,17.657119255726126]
[null,null,null,null,null,null,null,null,505.0383804636059,28.586172622233224,17.667226289356641]
[null,null,null,null,null,null,null,null,505.61638856534358,28.602526146172334,17.677333322987156]
[null,null,null,null,null,null,null,null,506.1947272383141,28.61887967011144,17.687440356617671]
[null,null,null,null,null,null,null,null,506.77339648251746,28.635233194050546,17.697547390248186]
[null,null,null,null,null,null,null,null,507.3523962979537,28.651586717989652,17.707654423878701]
[null,null,null,null,null,null,null,null,507.93172668462284,28.667940241928761,17.717761457509216]
[null,null,null,null,null,null,null,null,508.51138764252477,28.684293765867867,17.727868491139731]
[null,null,null,null,null,null,null,null,509.09137917165958,28.700647289806973,17.737975524770246]
[null,null,null,null,null,null,null,null,509.67170127202729,28.717000813746083,17.74808255840076]
[null,null,null,null,null,null,null,null,510.25235394362784,28.733354337685189,17.758189592031275]
[null,null,null,null,null,null,null,null,510.83333718646122,28.749707861624294,17.76829662566179]
[null,null,null,null,null,null,null,null,511.4146510005275,28.766061385563404,17.778403659292305]
[null,null,null,null,null,null,null,null,511.99629538582661,28.78241490950251,17.78851069292282]
[null,null,null,null,null,null,null,null,512.57827034235856,28.798768433441616,17.798617726553335]
[null,null,null,null,null,null,null,null,513.16057587012347,28.815121957380725,17.80872476018385]
[null,null,null,null,null,null,null,null,513.74321196912115,28.831475481319831,17.818831793814365]
[null,null,null,null,null,null,null,null,514.32617863935161,28.847829005258937,17.82893882744488]
[null,null,null,null,null,null,null,null,514.90947588081508,28.864182529198047,17.839045861075395]
[null,null,null,null,null,null,null,null,515.49310369351144,28.880536053137153,17.849152894705909]
[null,null,null,null,null,null,null,null,516.07706207744047,28.896889577076259,17.859259928336424]
[null,null,null,null,null,null,null,null,516.66135103260251,{"$f":"K1223*$K$1","v":28.913243101015368},17.869366961966939]
[null,null,null,null,null,null,null,null,{"$f":"J1224*K1224","v":517.24597055899744},28.929596624954474,{"$f":"K1223+$K$5","v":17.879473995597454}]
[null,null,null,null,null,null,null,null,517.83092065662504,28.94595014889358,17.889581029227969]
[null,null,null,null,null,null,null,null,518.41620132548576,28.962303672832689,17.899688062858484]
[null,null,null,null,null,null,null,null,519.00181256557914,28.978657196771795,17.909795096488999]
[null,null,null,null,null,null,null,null,519.58775437690542,28.995010720710901,17.919902130119514]
[null,null,null,null,null,null,null,null,520.1740267594646,29.011364244650011,17.930009163750029]
[null,null,null,null,null,null,null,null,520.76062971325666,29.027717768589117,17.940116197380544]
[null,null,null,null,null,null,null,null,521.34756323828151,29.044071292528223,17.950223231011059]
[null,null,null,null,null,null,null,null,521.93482733453925,29.060424816467329,17.960330264641573]
[null,null,null,null,null,null,null,null,522.52242200202988,29.076778340406438,17.970437298272088]
[null,null,null,null,null,null,null,null,523.1103472407533,29.093131864345544,17.980544331902603]
[null,null,null,null,null,null,null,null,523.69860305070961,29.10948538828465,17.990651365533118]
[null,null,null,null,null,null,null,null,524.28718943189881,29.12583891222376,18.000758399163633]
[null,null,null,null,null,null,null,null,524.87610638432079,29.142192436162865,18.010865432794148]
[null,null,null,null,null,null,null,null,525.46535390797567,29.158545960101971,18.020972466424663]
[null,null,null,null,null,null,null,null,526.05493200286355,29.174899484041081,18.031079500055178]
[null,null,null,null,null,null,null,null,526.6448406689841,29.191253007980187,18.041186533685693]
[null,null,null,null,null,null,null,null,527.23507990633755,29.207606531919293,18.051293567316208]
[null,null,null,null,null,null,null,null,527.825649714924,29.223960055858402,18.061400600946723]
[null,null,null,null,null,null,null,null,528.41655009474312,29.240313579797508,18.071507634577237]
[null,null,null,null,null,null,null,null,529.00778104579513,29.256667103736614,18.081614668207752]
[null,null,null,null,null,null,null,null,529.59934256808015,29.273020627675724,18.091721701838267]
[null,null,null,null,null,null,null,null,530.19123466159795,29.28937415161483,18.101828735468782]
[null,null,null,null,null,null,null,null,530.78345732634853,29.305727675553936,18.111935769099297]
[null,null,null,null,null,null,null,null,531.37601056233211,29.322081199493045,18.122042802729812]
[null,null,null,null,null,null,null,null,531.96889436954837,29.338434723432151,18.132149836360327]
[null,null,null,null,null,null,null,null,532.56210874799763,29.354788247371257,18.142256869990842]
[null,null,null,null,null,null,null,null,533.15565369767978,29.371141771310366,18.152363903621357]
[null,null,null,null,null,null,null,null,533.7495292185946,29.387495295249472,18.162470937251872]
[null,null,null,null,null,null,null,null,534.34373531074243,29.403848819188578,18.172577970882386]
[null,null,null,null,null,null,null,null,534.93827197412304,29.420202343127684,18.182685004512901]
[null,null,null,null,null,null,null,null,535.53313920873666,29.436555867066794,18.192792038143416]
[null,null,null,null,null,null,null,null,536.12833701458294,29.4529093910059,18.202899071773931]
[null,null,null,null,null,null,null,null,536.72386539166223,29.469262914945006,18.213006105404446]
[null,null,null,null,null,null,null,null,537.3197243399743,29.485616438884115,18.223113139034961]
[null,null,null,null,null,null,null,null,537.91591385951926,29.501969962823221,18.233220172665476]
[null,null,null,null,null,null,null,null,538.51243395029712,29.518323486762327,18.243327206295991]
[null,null,null,null,null,null,null,null,539.10928461230776,29.534677010701436,18.253434239926506]
[null,null,null,null,null,null,null,null,539.70646584555129,29.551030534640542,18.263541273557021]
[null,null,null,null,null,null,null,null,540.30397765002772,29.567384058579648,18.273648307187536]
[null,null,null,null,null,null,null,null,540.90182002573704,29.583737582518758,18.28375534081805]
[null,null,null,null,null,null,null,null,541.49999297267914,29.600091106457864,18.293862374448565]
[null,null,null,null,null,null,null,null,542.09849649085413,29.61644463039697,18.30396940807908]
[null,null,null,null,null,null,null,null,542.69733058026191,29.632798154336079,18.314076441709595]
[null,null,null,null,null,null,null,null,543.29649524090269,29.649151678275185,18.32418347534011]
[null,null,null,null,null,null,null,null,543.89599047277613,29.665505202214291,18.334290508970625]
[null,null,null,null,null,null,null,null,544.49581627588259,29.681858726153401,18.34439754260114]
[null,null,null,null,null,null,null,null,545.09597265022194,29.698212250092507,18.354504576231655]
[null,null,null,null,null,null,null,null,545.69645959579407,29.714565774031612,18.36461160986217]
[null,null,null,null,null,null,null,null,546.29727711259909,29.730919297970722,18.374718643492685]
[null,null,null,null,null,null,null,null,546.89842520063689,29.747272821909828,18.384825677123199]
[null,null,null,null,null,null,null,null,547.49990385990759,29.763626345848934,18.394932710753714]
[null,null,null,null,null,null,null,null,548.10171309041118,29.779979869788043,18.405039744384229]
[null,null,null,null,null,null,null,null,548.70385289214767,29.796333393727149,18.415146778014744]
[null,null,null,null,null,null,null,null,549.30632326511693,29.812686917666255,18.425253811645259]
[null,null,null,null,null,null,null,null,549.90912420931909,29.829040441605361,18.435360845275774]
[null,null,null,null,null,null,null,null,550.51225572475414,29.845393965544471,18.445467878906289]
[null,null,null,null,null,null,null,null,551.11571781142197,29.861747489483577,18.455574912536804]
[null,null,null,null,null,null,null,null,551.7195104693227,29.878101013422683,18.465681946167319]
[null,null,null,null,null,null,null,null,552.32363369845632,29.894454537361792,18.475788979797834]
[null,null,null,null,null,null,null,null,552.92808749882283,29.910808061300898,18.485896013428349]
[null,null,null,null,null,null,null,null,553.53287187042213,29.927161585240004,18.496003047058863]
[null,null,null,null,null,null,null,null,554.13798681325432,29.943515109179113,18.506110080689378]
[null,null,null,null,null,null,null,null,554.74343232731928,{"$f":"K1287*$K$1","v":29.959868633118219},18.516217114319893]
[null,null,null,null,null,null,null,null,{"$f":"J1288*K1288","v":555.34920841261714},29.976222157057325,{"$f":"K1287+$K$5","v":18.526324147950408}]
[null,null,null,null,null,null,null,null,555.95531506914801,29.992575680996435,18.536431181580923]
[null,null,null,null,null,null,null,null,556.56175229691155,30.008929204935541,18.546538215211438]
[null,null,null,null,null,null,null,null,557.16852009590809,30.025282728874647,18.556645248841953]
[null,null,null,null,null,null,null,null,557.77561846613742,30.041636252813756,18.566752282472468]
[null,null,null,null,null,null,null,null,558.38304740759963,30.057989776752862,18.576859316102983]
[null,null,null,null,null,null,null,null,558.99080692029463,30.074343300691968,18.586966349733498]
[null,null,null,null,null,null,null,null,559.59889700422264,30.090696824631078,18.597073383364012]
[null,null,null,null,null,null,null,null,560.20731765938342,30.107050348570183,18.607180416994527]
[null,null,null,null,null,null,null,null,560.81606888577699,30.123403872509289,18.617287450625042]
[null,null,null,null,null,null,null,null,561.42515068340356,30.139757396448399,18.627394484255557]
[null,null,null,null,null,null,null,null,562.03456305226291,30.156110920387505,18.637501517886072]
[null,null,null,null,null,null,null,null,562.64430599235504,30.172464444326611,18.647608551516587]
[null,null,null,null,null,null,null,null,563.25437950368018,30.188817968265717,18.657715585147102]
[null,null,null,null,null,null,null,null,563.8647835862381,30.205171492204826,18.667822618777617]
[null,null,null,null,null,null,null,null,564.47551824002892,30.221525016143932,18.677929652408132]
[null,null,null,null,null,null,null,null,565.08658346505251,30.237878540083038,18.688036686038647]
[null,null,null,null,null,null,null,null,565.69797926130911,30.254232064022148,18.698143719669162]
[null,null,null,null,null,null,null,null,566.3097056287985,30.270585587961254,18.708250753299676]
[null,null,null,null,null,null,null,null,566.92176256752066,30.286939111900359,18.718357786930191]
[null,null,null,null,null,null,null,null,567.53415007747583,30.303292635839469,18.728464820560706]
[null,null,null,null,null,null,null,null,568.14686815866378,30.319646159778575,18.738571854191221]
[null,null,null,null,null,null,null,null,568.75991681108451,30.335999683717681,18.748678887821736]
[null,null,null,null,null,null,null,null,569.37329603473825,30.35235320765679,18.758785921452251]
[null,null,null,null,null,null,null,null,569.98700582962476,30.368706731595896,18.768892955082766]
[null,null,null,null,null,null,null,null,570.60104619574417,30.385060255535002,18.778999988713281]
[null,null,null,null,null,null,null,null,571.21541713309648,30.401413779474112,18.789107022343796]
[null,null,null,null,null,null,null,null,571.83011864168157,30.417767303413218,18.799214055974311]
[null,null,null,null,null,null,null,null,572.44515072149954,30.434120827352324,18.809321089604826]
[null,null,null,null,null,null,null,null,573.06051337255042,30.450474351291433,18.81942812323534]
[null,null,null,null,null,null,null,null,573.67620659483407,30.466827875230539,18.829535156865855]
[null,null,null,null,null,null,null,null,574.29223038835062,30.483181399169645,18.83964219049637]
[null,null,null,null,null,null,null,null,574.90858475310006,30.499534923108754,18.849749224126885]
[null,null,null,null,null,null,null,null,575.52526968908239,30.51588844704786,18.8598562577574]
[null,null,null,null,null,null,null,null,576.14228519629751,30.532241970986966,18.869963291387915]
[null,null,null,null,null,null,null,null,576.7596312747454,30.548595494926072,18.88007032501843]
[null,null,null,null,null,null,null,null,577.3773079244263,30.564949018865182,18.890177358648945]
[null,null,null,null,null,null,null,null,577.99531514533999,30.581302542804288,18.90028439227946]
[null,null,null,null,null,null,null,null,578.61365293748656,30.597656066743394,18.910391425909975]
[null,null,null,null,null,null,null,null,579.23232130086603,30.614009590682503,18.920498459540489]
[null,null,null,null,null,null,null,null,579.8513202354784,30.630363114621609,18.930605493171004]
[null,null,null,null,null,null,null,null,580.47064974132354,30.646716638560715,18.940712526801519]
[null,null,null,null,null,null,null,null,581.09030981840158,30.663070162499825,18.950819560432034]
[null,null,null,null,null,null,null,null,581.7103004667124,30.67942368643893,18.960926594062549]
[null,null,null,null,null,null,null,null,582.33062168625611,30.695777210378036,18.971033627693064]
[null,null,null,null,null,null,null,null,582.95127347703271,30.712130734317146,18.981140661323579]
[null,null,null,null,null,null,null,null,583.57225583904221,30.728484258256252,18.991247694954094]
[null,null,null,null,null,null,null,null,584.19356877228449,30.744837782195358,19.001354728584609]
[null,null,null,null,null,null,null,null,584.81521227675967,30.761191306134467,19.011461762215124]
[null,null,null,null,null,null,null,null,585.43718635246773,30.777544830073573,19.021568795845639]
[null,null,null,null,null,null,null,null,586.05949099940858,30.793898354012679,19.031675829476153]
[null,null,null,null,null,null,null,null,586.68212621758244,30.810251877951789,19.041782863106668]
[null,null,null,null,null,null,null,null,587.30509200698896,30.826605401890895,19.051889896737183]
[null,null,null,null,null,null,null,null,587.92838836762849,30.842958925830001,19.061996930367698]
[null,null,null,null,null,null,null,null,588.55201529950079,30.85931244976911,19.072103963998213]
[null,null,null,null,null,null,null,null,589.175972802606,30.875665973708216,19.082210997628728]
[null,null,null,null,null,null,null,null,589.80026087694409,30.892019497647322,19.092318031259243]
[null,null,null,null,null,null,null,null,590.42487952251497,30.908373021586431,19.102425064889758]
[null,null,null,null,null,null,null,null,591.04982873931874,30.924726545525537,19.112532098520273]
[null,null,null,null,null,null,null,null,591.67510852735541,30.941080069464643,19.122639132150788]
[null,null,null,null,null,null,null,null,592.30071888662485,30.957433593403749,19.132746165781302]
[null,null,null,null,null,null,null,null,592.9266598171273,30.973787117342859,19.142853199411817]
[null,null,null,null,null,null,null,null,593.55293131886242,30.990140641281965,19.152960233042332]
[null,null,null,null,null,null,null,null,594.17953339183055,{"$f":"K1351*$K$1","v":31.006494165221071},19.163067266672847]
[null,null,null,null,null,null,null,null,{"$f":"J1352*K1352","v":594.80646603603157},31.02284768916018,{"$f":"K1351+$K$5","v":19.173174300303362}]
[null,null,null,null,null,null,null,null,595.43372925146525,31.039201213099286,19.183281333933877]
[null,null,null,null,null,null,null,null,596.06132303813195,31.055554737038392,19.193388367564392]
[null,null,null,null,null,null,null,null,596.68924739603153,31.071908260977501,19.203495401194907]
[null,null,null,null,null,null,null,null,597.31750232516379,31.088261784916607,19.213602434825422]
[null,null,null,null,null,null,null,null,597.94608782552905,31.104615308855713,19.223709468455937]
[null,null,null,null,null,null,null,null,598.5750038971272,31.120968832794823,19.233816502086452]
[null,null,null,null,null,null,null,null,599.20425053995814,31.137322356733929,19.243923535716966]
[null,null,null,null,null,null,null,null,599.83382775402197,31.153675880673035,19.254030569347481]
[null,null,null,null,null,null,null,null,600.46373553931869,31.170029404612144,19.264137602977996]
[null,null,null,null,null,null,null,null,601.09397389584819,31.18638292855125,19.274244636608511]
[null,null,null,null,null,null,null,null,601.72454282361059,31.202736452490356,19.284351670239026]
[null,null,null,null,null,null,null,null,602.35544232260588,31.219089976429466,19.294458703869541]
[null,null,null,null,null,null,null,null,602.98667239283395,31.235443500368572,19.304565737500056]
[null,null,null,null,null,null,null,null,603.61823303429492,31.251797024307677,19.314672771130571]
[null,null,null,null,null,null,null,null,604.25012424698878,31.268150548246787,19.324779804761086]
[null,null,null,null,null,null,null,null,604.88234603091541,31.284504072185893,19.334886838391601]
[null,null,null,null,null,null,null,null,605.51489838607495,31.300857596124999,19.344993872022116]
[null,null,null,null,null,null,null,null,606.14778131246737,31.317211120064105,19.35510090565263]
[null,null,null,null,null,null,null,null,606.78099481009269,31.333564644003214,19.365207939283145]
[null,null,null,null,null,null,null,null,607.41453887895079,31.34991816794232,19.37531497291366]
[null,null,null,null,null,null,null,null,608.04841351904179,31.366271691881426,19.385422006544175]
[null,null,null,null,null,null,null,null,608.68261873036568,31.382625215820536,19.39552904017469]
[null,null,null,null,null,null,null,null,609.31715451292234,31.398978739759642,19.405636073805205]
[null,null,null,null,null,null,null,null,609.95202086671191,31.415332263698748,19.41574310743572]
[null,null,null,null,null,null,null,null,610.58721779173447,31.431685787637857,19.425850141066235]
[null,null,null,null,null,null,null,null,611.22274528798971,31.448039311576963,19.43595717469675]
[null,null,null,null,null,null,null,null,611.85860335547784,31.464392835516069,19.446064208327265]
[null,null,null,null,null,null,null,null,612.49479199419886,31.480746359455178,19.456171241957779]
[null,null,null,null,null,null,null,null,613.13131120415278,31.497099883394284,19.466278275588294]
[null,null,null,null,null,null,null,null,613.76816098533948,31.51345340733339,19.476385309218809]
[null,null,null,null,null,null,null,null,614.40534133775907,31.5298069312725,19.486492342849324]
[null,null,null,null,null,null,null,null,615.04285226141155,31.546160455211606,19.496599376479839]
[null,null,null,null,null,null,null,null,615.68069375629682,31.562513979150712,19.506706410110354]
[null,null,null,null,null,null,null,null,616.31886582241509,31.578867503089821,19.516813443740869]
[null,null,null,null,null,null,null,null,616.95736845976603,31.595221027028927,19.526920477371384]
[null,null,null,null,null,null,null,null,617.59620166834998,31.611574550968033,19.537027511001899]
[null,null,null,null,null,null,null,null,618.2353654481667,31.627928074907143,19.547134544632414]
[null,null,null,null,null,null,null,null,618.87485979921632,31.644281598846248,19.557241578262929]
[null,null,null,null,null,null,null,null,619.51468472149884,31.660635122785354,19.567348611893443]
[null,null,null,null,null,null,null,null,620.15484021501413,31.676988646724464,19.577455645523958]
[null,null,null,null,null,null,null,null,620.79532627976232,31.69334217066357,19.587562679154473]
[null,null,null,null,null,null,null,null,621.4361429157434,31.709695694602676,19.597669712784988]
[null,null,null,null,null,null,null,null,622.07729012295727,31.726049218541782,19.607776746415503]
[null,null,null,null,null,null,null,null,622.71876790140414,31.742402742480891,19.617883780046018]
[null,null,null,null,null,null,null,null,623.36057625108367,31.758756266419997,19.627990813676533]
[null,null,null,null,null,null,null,null,624.00271517199621,31.775109790359103,19.638097847307048]
[null,null,null,null,null,null,null,null,624.64518466414165,31.791463314298213,19.648204880937563]
[null,null,null,null,null,null,null,null,625.28798472751976,31.807816838237319,19.658311914568078]
[null,null,null,null,null,null,null,null,625.93111536213087,31.824170362176424,19.668418948198592]
[null,null,null,null,null,null,null,null,626.57457656797487,31.840523886115534,19.678525981829107]
[null,null,null,null,null,null,null,null,627.21836834505166,31.85687741005464,19.688633015459622]
[null,null,null,null,null,null,null,null,627.86249069336122,31.873230933993746,19.698740049090137]
[null,null,null,null,null,null,null,null,628.5069436129038,31.889584457932855,19.708847082720652]
[null,null,null,null,null,null,null,null,629.15172710367915,31.905937981871961,19.718954116351167]
[null,null,null,null,null,null,null,null,629.7968411656874,31.922291505811067,19.729061149981682]
[null,null,null,null,null,null,null,null,630.44228579892854,31.938645029750177,19.739168183612197]
[null,null,null,null,null,null,null,null,631.08806100340246,31.954998553689283,19.749275217242712]
[null,null,null,null,null,null,null,null,631.73416677910927,31.971352077628389,19.759382250873227]
[null,null,null,null,null,null,null,null,632.38060312604898,31.987705601567498,19.769489284503742]
[null,null,null,null,null,null,null,null,633.02737004422136,32.0040591255066,19.779596318134256]
[null,null,null,null,null,null,null,null,633.67446753362685,32.02041264944571,19.789703351764771]
[null,null,null,null,null,null,null,null,634.32189559426513,32.036766173384819,19.799810385395286]
[null,null,null,null,null,null,null,null,634.96965422613619,{"$f":"K1415*$K$1","v":32.053119697323922},19.809917419025801]
[null,null,null,null,null,null,null,null,{"$f":"J1416*K1416","v":635.61774342924025},32.069473221263031,{"$f":"K1415+$K$5","v":19.820024452656316}]
[null,null,null,null,null,null,null,null,636.26616320357709,32.085826745202141,19.830131486286831]
[null,null,null,null,null,null,null,null,636.91491354914672,32.102180269141243,19.840238519917346]
[null,null,null,null,null,null,null,null,637.56399446594924,32.118533793080353,19.850345553547861]
[null,null,null,null,null,null,null,null,638.21340595398476,32.134887317019462,19.860452587178376]
[null,null,null,null,null,null,null,null,638.86314801325295,32.151240840958565,19.870559620808891]
[null,null,null,null,null,null,null,null,639.51322064375415,32.167594364897674,19.880666654439406]
[null,null,null,null,null,null,null,null,640.16362384548813,32.183947888836784,19.89077368806992]
[null,null,null,null,null,null,null,null,640.81435761845489,32.200301412775886,19.900880721700435]
[null,null,null,null,null,null,null,null,641.46542196265466,32.216654936714995,19.91098775533095]
[null,null,null,null,null,null,null,null,642.11681687808732,32.233008460654105,19.921094788961465]
[null,null,null,null,null,null,null,null,642.76854236475265,32.249361984593207,19.93120182259198]
[null,null,null,null,null,null,null,null,643.42059842265098,32.265715508532317,19.941308856222495]
[null,null,null,null,null,null,null,null,644.07298505178221,32.282069032471426,19.95141588985301]
[null,null,null,null,null,null,null,null,644.72570225214611,32.298422556410529,19.961522923483525]
[null,null,null,null,null,null,null,null,645.37875002374301,32.314776080349638,19.97162995711404]
[null,null,null,null,null,null,null,null,646.03212836657281,32.331129604288748,19.981736990744555]
[null,null,null,null,null,null,null,null,646.68583728063527,32.34748312822785,19.991844024375069]
[null,null,null,null,null,null,null,null,647.33987676593085,32.36383665216696,20.001951058005584]
[null,null,null,null,null,null,null,null,647.99424682245922,32.380190176106069,20.012058091636099]
[null,null,null,null,null,null,null,null,648.64894745022025,32.396543700045171,20.022165125266614]
[null,null,null,null,null,null,null,null,649.3039786492144,32.412897223984281,20.032272158897129]
[null,null,null,null,null,null,null,null,649.95934041944133,32.42925074792339,20.042379192527644]
[null,null,null,null,null,null,null,null,650.61503276090093,32.445604271862493,20.052486226158159]
[null,null,null,null,null,null,null,null,651.27105567359365,32.461957795801602,20.062593259788674]
[null,null,null,null,null,null,null,null,651.92740915751915,32.478311319740712,20.072700293419189]
[null,null,null,null,null,null,null,null,652.58409321267743,32.494664843679814,20.082807327049704]
[null,null,null,null,null,null,null,null,653.2411078390686,32.511018367618924,20.092914360680219]
[null,null,null,null,null,null,null,null,653.89845303669279,32.527371891558033,20.103021394310733]
[null,null,null,null,null,null,null,null,654.55612880554952,32.543725415497136,20.113128427941248]
[null,null,null,null,null,null,null,null,655.21413514563937,32.560078939436245,20.123235461571763]
[null,null,null,null,null,null,null,null,655.87247205696201,32.576432463375355,20.133342495202278]
[null,null,null,null,null,null,null,null,656.53113953951743,32.592785987314457,20.143449528832793]
[null,null,null,null,null,null,null,null,657.19013759330585,32.609139511253566,20.153556562463308]
[null,null,null,null,null,null,null,null,657.84946621832717,32.625493035192676,20.163663596093823]
[null,null,null,null,null,null,null,null,658.50912541458115,32.641846559131778,20.173770629724338]
[null,null,null,null,null,null,null,null,659.16911518206814,32.658200083070888,20.183877663354853]
[null,null,null,null,null,null,null,null,659.8294355207878,32.67455360700999,20.193984696985368]
[null,null,null,null,null,null,null,null,660.49008643074046,32.6909071309491,20.204091730615882]
[null,null,null,null,null,null,null,null,661.15106791192602,32.707260654888209,20.214198764246397]
[null,null,null,null,null,null,null,null,661.81237996434436,32.723614178827312,20.224305797876912]
[null,null,null,null,null,null,null,null,662.47402258799559,32.739967702766421,20.234412831507427]
[null,null,null,null,null,null,null,null,663.13599578287972,32.756321226705531,20.244519865137942]
[null,null,null,null,null,null,null,null,663.79829954899662,32.772674750644633,20.254626898768457]
[null,null,null,null,null,null,null,null,664.46093388634642,32.789028274583742,20.264733932398972]
[null,null,null,null,null,null,null,null,665.12389879492923,32.805381798522852,20.274840966029487]
[null,null,null,null,null,null,null,null,665.78719427474459,32.821735322461954,20.284947999660002]
[null,null,null,null,null,null,null,null,666.45082032579307,32.838088846401064,20.295055033290517]
[null,null,null,null,null,null,null,null,667.11477694807434,32.854442370340173,20.305162066921032]
[null,null,null,null,null,null,null,null,667.77906414158838,32.870795894279276,20.315269100551546]
[null,null,null,null,null,null,null,null,668.44368190633543,32.887149418218385,20.325376134182061]
[null,null,null,null,null,null,null,null,669.10863024231526,32.903502942157495,20.335483167812576]
[null,null,null,null,null,null,null,null,669.77390914952787,32.919856466096597,20.345590201443091]
[null,null,null,null,null,null,null,null,670.43951862797348,32.936209990035707,20.355697235073606]
[null,null,null,null,null,null,null,null,671.105458677652,32.952563513974816,20.365804268704121]
[null,null,null,null,null,null,null,null,671.77172929856317,32.968917037913918,20.375911302334636]
[null,null,null,null,null,null,null,null,672.43833049070736,32.985270561853028,20.386018335965151]
[null,null,null,null,null,null,null,null,673.10526225408444,33.001624085792137,20.396125369595666]
[null,null,null,null,null,null,null,null,673.77252458869418,33.01797760973124,20.406232403226181]
[null,null,null,null,null,null,null,null,674.44011749453693,33.034331133670349,20.416339436856695]
[null,null,null,null,null,null,null,null,675.10804097161258,33.050684657609459,20.42644647048721]
[null,null,null,null,null,null,null,null,675.77629501992089,33.067038181548561,20.436553504117725]
[null,null,null,null,null,null,null,null,676.44487963946221,33.083391705487671,20.44666053774824]
[null,null,null,null,null,null,null,null,677.11379483023643,{"$f":"K1479*$K$1","v":33.09974522942678},20.456767571378755]
[null,null,null,null,null,null,null,null,{"$f":"J1480*K1480","v":677.78304059224331},33.116098753365883,{"$f":"K1479+$K$5","v":20.46687460500927}]
[null,null,null,null,null,null,null,null,678.4526169254832,33.132452277304992,20.476981638639785]
[null,null,null,null,null,null,null,null,679.12252382995598,33.148805801244102,20.4870886722703]
[null,null,null,null,null,null,null,null,679.79276130566154,33.165159325183204,20.497195705900815]
[null,null,null,null,null,null,null,null,680.4633293526,33.181512849122313,20.50730273953133]
[null,null,null,null,null,null,null,null,681.13422797077135,33.197866373061423,20.517409773161845]
[null,null,null,null,null,null,null,null,681.80545716017548,33.214219897000525,20.527516806792359]
[null,null,null,null,null,null,null,null,682.4770169208125,33.230573420939635,20.537623840422874]
[null,null,null,null,null,null,null,null,683.14890725268253,33.246926944878744,20.547730874053389]
[null,null,null,null,null,null,null,null,683.82112815578512,33.263280468817847,20.557837907683904]
[null,null,null,null,null,null,null,null,684.49367963012082,33.279633992756956,20.567944941314419]
[null,null,null,null,null,null,null,null,685.16656167568931,33.295987516696066,20.578051974944934]
[null,null,null,null,null,null,null,null,685.83977429249057,33.312341040635168,20.588159008575449]
[null,null,null,null,null,null,null,null,686.51331748052485,33.328694564574278,20.598266042205964]
[null,null,null,null,null,null,null,null,687.1871912397919,33.345048088513387,20.608373075836479]
[null,null,null,null,null,null,null,null,687.86139557029173,33.361401612452489,20.618480109466994]
[null,null,null,null,null,null,null,null,688.53593047202457,33.377755136391599,20.628587143097509]
[null,null,null,null,null,null,null,null,689.2107959449902,33.394108660330708,20.638694176728023]
[null,null,null,null,null,null,null,null,689.8859919891886,33.410462184269811,20.648801210358538]
[null,null,null,null,null,null,null,null,690.56151860462001,33.42681570820892,20.658908243989053]
[null,null,null,null,null,null,null,null,691.23737579128419,33.443169232148023,20.669015277619568]
[null,null,null,null,null,null,null,null,691.91356354918128,33.459522756087132,20.679122311250083]
[null,null,null,null,null,null,null,null,692.59008187831125,33.475876280026242,20.689229344880598]
[null,null,null,null,null,null,null,null,693.26693077867401,33.492229803965344,20.699336378511113]
[null,null,null,null,null,null,null,null,693.94411025026966,33.508583327904454,20.709443412141628]
[null,null,null,null,null,null,null,null,694.6216202930982,33.524936851843563,20.719550445772143]
[null,null,null,null,null,null,null,null,695.29946090715953,33.541290375782665,20.729657479402658]
[null,null,null,null,null,null,null,null,695.97763209245375,33.557643899721775,20.739764513033172]
[null,null,null,null,null,null,null,null,696.65613384898097,33.573997423660884,20.749871546663687]
[null,null,null,null,null,null,null,null,697.33496617674075,33.590350947599987,20.759978580294202]
[null,null,null,null,null,null,null,null,698.01412907573365,33.606704471539096,20.770085613924717]
[null,null,null,null,null,null,null,null,698.69362254595933,33.623057995478206,20.780192647555232]
[null,null,null,null,null,null,null,null,699.37344658741779,33.639411519417308,20.790299681185747]
[null,null,null,null,null,null,null,null,700.05360120010926,33.655765043356418,20.800406714816262]
[null,null,null,null,null,null,null,null,700.7340863840335,33.672118567295527,20.810513748446777]
[null,null,null,null,null,null,null,null,701.41490213919053,33.68847209123463,20.820620782077292]
[null,null,null,null,null,null,null,null,702.09604846558057,33.704825615173739,20.830727815707807]
[null,null,null,null,null,null,null,null,702.77752536320349,33.721179139112849,20.840834849338322]
[null,null,null,null,null,null,null,null,703.45933283205909,33.737532663051951,20.850941882968836]
[null,null,null,null,null,null,null,null,704.14147087214769,33.75388618699106,20.861048916599351]
[null,null,null,null,null,null,null,null,704.82393948346919,33.77023971093017,20.871155950229866]
[null,null,null,null,null,null,null,null,705.50673866602335,33.786593234869272,20.881262983860381]
[null,null,null,null,null,null,null,null,706.18986841981052,33.802946758808382,20.891370017490896]
[null,null,null,null,null,null,null,null,706.87332874483059,33.819300282747491,20.901477051121411]
[null,null,null,null,null,null,null,null,707.55711964108332,33.835653806686594,20.911584084751926]
[null,null,null,null,null,null,null,null,708.24124110856906,33.852007330625703,20.921691118382441]
[null,null,null,null,null,null,null,null,708.92569314728769,33.868360854564813,20.931798152012956]
[null,null,null,null,null,null,null,null,709.61047575723899,33.884714378503915,20.941905185643471]
[null,null,null,null,null,null,null,null,710.29558893842341,33.901067902443025,20.952012219273985]
[null,null,null,null,null,null,null,null,710.98103269084061,33.917421426382134,20.9621192529045]
[null,null,null,null,null,null,null,null,711.66680701449047,33.933774950321236,20.972226286535015]
[null,null,null,null,null,null,null,null,712.35291190937335,33.950128474260346,20.98233332016553]
[null,null,null,null,null,null,null,null,713.03934737548923,33.966481998199455,20.992440353796045]
[null,null,null,null,null,null,null,null,713.72611341283766,33.982835522138558,21.00254738742656]
[null,null,null,null,null,null,null,null,714.41321002141922,33.999189046077667,21.012654421057075]
[null,null,null,null,null,null,null,null,715.10063720123355,34.015542570016777,21.02276145468759]
[null,null,null,null,null,null,null,null,715.78839495228056,34.031896093955879,21.032868488318105]
[null,null,null,null,null,null,null,null,716.47648327456068,34.048249617894989,21.04297552194862]
[null,null,null,null,null,null,null,null,717.16490216807358,34.064603141834098,21.053082555579135]
[null,null,null,null,null,null,null,null,717.85365163281926,34.080956665773201,21.063189589209649]
[null,null,null,null,null,null,null,null,718.54273166879796,34.09731018971231,21.073296622840164]
[null,null,null,null,null,null,null,null,719.23214227600943,34.11366371365142,21.083403656470679]
[null,null,null,null,null,null,null,null,719.92188345445368,34.130017237590522,21.093510690101194]
[null,null,null,null,null,null,null,null,720.61195520413094,{"$f":"K1543*$K$1","v":34.146370761529631},21.103617723731709]
[null,null,null,null,null,null,null,null,{"$f":"J1544*K1544","v":721.30235752504086},34.162724285468734,{"$f":"K1543+$K$5","v":21.113724757362224}]
[null,null,null,null,null,null,null,null,721.99309041718391,34.179077809407843,21.123831790992739]
[null,null,null,null,null,null,null,null,722.68415388055973,34.195431333346953,21.133938824623254]
[null,null,null,null,null,null,null,null,723.37554791516823,34.211784857286055,21.144045858253769]
[null,null,null,null,null,null,null,null,724.06727252100973,34.228138381225165,21.154152891884284]
[null,null,null,null,null,null,null,null,724.75932769808412,34.244491905164274,21.164259925514799]
[null,null,null,null,null,null,null,null,725.4517134463913,34.260845429103377,21.174366959145313]
[null,null,null,null,null,null,null,null,726.14442976593136,34.277198953042486,21.184473992775828]
[null,null,null,null,null,null,null,null,726.83747665670433,34.293552476981596,21.194581026406343]
[null,null,null,null,null,null,null,null,727.53085411871007,34.309906000920698,21.204688060036858]
[null,null,null,null,null,null,null,null,728.22456215194882,34.326259524859807,21.214795093667373]
[null,null,null,null,null,null,null,null,728.91860075642035,34.342613048798917,21.224902127297888]
[null,null,null,null,null,null,null,null,729.61296993212466,34.358966572738019,21.235009160928403]
[null,null,null,null,null,null,null,null,730.30766967906186,34.375320096677129,21.245116194558918]
[null,null,null,null,null,null,null,null,731.00269999723207,34.391673620616238,21.255223228189433]
[null,null,null,null,null,null,null,null,731.69806088663483,34.408027144555341,21.265330261819948]
[null,null,null,null,null,null,null,null,732.39375234727072,34.42438066849445,21.275437295450462]
[null,null,null,null,null,null,null,null,733.0897743791395,34.44073419243356,21.285544329080977]
[null,null,null,null,null,null,null,null,733.78612698224094,34.457087716372662,21.295651362711492]
[null,null,null,null,null,null,null,null,734.4828101565754,34.473441240311772,21.305758396342007]
[null,null,null,null,null,null,null,null,735.17982390214263,34.489794764250881,21.315865429972522]
[null,null,null,null,null,null,null,null,735.87716821894264,34.506148288189983,21.325972463603037]
[null,null,null,null,null,null,null,null,736.57484310697566,34.522501812129093,21.336079497233552]
[null,null,null,null,null,null,null,null,737.27284856624158,34.538855336068202,21.346186530864067]
[null,null,null,null,null,null,null,null,737.97118459674016,34.555208860007305,21.356293564494582]
[null,null,null,null,null,null,null,null,738.66985119847175,34.571562383946414,21.366400598125097]
[null,null,null,null,null,null,null,null,739.36884837143623,34.587915907885524,21.376507631755612]
[null,null,null,null,null,null,null,null,740.06817611563338,34.604269431824626,21.386614665386126]
[null,null,null,null,null,null,null,null,740.76783443106353,34.620622955763736,21.396721699016641]
[null,null,null,null,null,null,null,null,741.46782331772658,34.636976479702845,21.406828732647156]
[null,null,null,null,null,null,null,null,742.16814277562241,34.653330003641948,21.416935766277671]
[null,null,null,null,null,null,null,null,742.86879280475114,34.669683527581057,21.427042799908186]
[null,null,null,null,null,null,null,null,743.56977340511276,34.686037051520167,21.437149833538701]
[null,null,null,null,null,null,null,null,744.27108457670704,34.702390575459269,21.447256867169216]
[null,null,null,null,null,null,null,null,744.97272631953444,34.718744099398378,21.457363900799731]
[null,null,null,null,null,null,null,null,745.67469863359463,34.735097623337488,21.467470934430246]
[null,null,null,null,null,null,null,null,746.37700151888748,34.75145114727659,21.477577968060761]
[null,null,null,null,null,null,null,null,747.07963497541346,34.7678046712157,21.487685001691275]
[null,null,null,null,null,null,null,null,747.78259900317221,34.784158195154809,21.49779203532179]
[null,null,null,null,null,null,null,null,748.48589360216374,34.800511719093912,21.507899068952305]
[null,null,null,null,null,null,null,null,749.18951877238828,34.816865243033021,21.51800610258282]
[null,null,null,null,null,null,null,null,749.8934745138456,34.833218766972131,21.528113136213335]
[null,null,null,null,null,null,null,null,750.5977608265357,34.849572290911233,21.53822016984385]
[null,null,null,null,null,null,null,null,751.3023777104587,34.865925814850343,21.548327203474365]
[null,null,null,null,null,null,null,null,752.0073251656147,34.882279338789452,21.55843423710488]
[null,null,null,null,null,null,null,null,752.71260319200337,34.898632862728554,21.568541270735395]
[null,null,null,null,null,null,null,null,753.41821178962505,34.914986386667664,21.57864830436591]
[null,null,null,null,null,null,null,null,754.12415095847939,34.931339910606766,21.588755337996425]
[null,null,null,null,null,null,null,null,754.83042069856674,34.947693434545876,21.598862371626939]
[null,null,null,null,null,null,null,null,755.53702100988698,34.964046958484985,21.608969405257454]
[null,null,null,null,null,null,null,null,756.2439518924399,34.980400482424088,21.619076438887969]
[null,null,null,null,null,null,null,null,756.95121334622593,34.996754006363197,21.629183472518484]
[null,null,null,null,null,null,null,null,757.65880537124474,35.013107530302307,21.639290506148999]
[null,null,null,null,null,null,null,null,758.36672796749622,35.029461054241409,21.649397539779514]
[null,null,null,null,null,null,null,null,759.07498113498082,35.045814578180519,21.659504573410029]
[null,null,null,null,null,null,null,null,759.7835648736982,35.062168102119628,21.669611607040544]
[null,null,null,null,null,null,null,null,760.49247918364836,35.07852162605873,21.679718640671059]
[null,null,null,null,null,null,null,null,761.20172406483141,35.09487514999784,21.689825674301574]
[null,null,null,null,null,null,null,null,761.91129951724747,35.111228673936949,21.699932707932089]
[null,null,null,null,null,null,null,null,762.62120554089609,35.127582197876052,21.710039741562603]
[null,null,null,null,null,null,null,null,763.33144213577782,35.143935721815161,21.720146775193118]
[null,null,null,null,null,null,null,null,764.04200930189234,35.160289245754271,21.730253808823633]
[null,null,null,null,null,null,null,null,764.75290703923963,35.176642769693373,21.740360842454148]
[null,null,null,null,null,null,null,null,765.46413534781993,{"$f":"K1607*$K$1","v":35.192996293632483},21.750467876084663]
[null,null,null,null,null,null,null,null,{"$f":"J1608*K1608","v":766.17569422763302},35.209349817571592,{"$f":"K1607+$K$5","v":21.760574909715178}]
[null,null,null,null,null,null,null,null,766.88758367867888,35.225703341510695,21.770681943345693]
[null,null,null,null,null,null,null,null,767.59980370095775,35.242056865449804,21.780788976976208]
[null,null,null,null,null,null,null,null,768.31235429446951,35.258410389388914,21.790896010606723]
[null,null,null,null,null,null,null,null,769.02523545921395,35.274763913328016,21.801003044237238]
[null,null,null,null,null,null,null,null,769.73844719519138,35.291117437267125,21.811110077867752]
[null,null,null,null,null,null,null,null,770.45198950240172,35.307470961206235,21.821217111498267]
[null,null,null,null,null,null,null,null,771.16586238084471,35.323824485145337,21.831324145128782]
[null,null,null,null,null,null,null,null,771.88006583052072,35.340178009084447,21.841431178759297]
[null,null,null,null,null,null,null,null,772.59459985142962,35.356531533023556,21.851538212389812]
[null,null,null,null,null,null,null,null,773.30946444357119,35.372885056962659,21.861645246020327]
[null,null,null,null,null,null,null,null,774.02465960694576,35.389238580901768,21.871752279650842]
[null,null,null,null,null,null,null,null,774.74018534155323,35.405592104840878,21.881859313281357]
[null,null,null,null,null,null,null,null,775.45604164739336,35.42194562877998,21.891966346911872]
[null,null,null,null,null,null,null,null,776.17222852446662,35.43829915271909,21.902073380542387]
[null,null,null,null,null,null,null,null,776.88874597277265,35.454652676658199,21.912180414172902]
[null,null,null,null,null,null,null,null,777.60559399231136,35.471006200597301,21.922287447803416]
[null,null,null,null,null,null,null,null,778.32277258308318,35.487359724536411,21.932394481433931]
[null,null,null,null,null,null,null,null,779.04028174508778,35.50371324847552,21.942501515064446]
[null,null,null,null,null,null,null,null,779.75812147832505,35.520066772414623,21.952608548694961]
[null,null,null,null,null,null,null,null,780.47629178279544,35.536420296353732,21.962715582325476]
[null,null,null,null,null,null,null,null,781.19479265849861,35.552773820292842,21.972822615955991]
[null,null,null,null,null,null,null,null,781.91362410543456,35.569127344231944,21.982929649586506]
[null,null,null,null,null,null,null,null,782.63278612360341,35.585480868171054,21.993036683217021]
[null,null,null,null,null,null,null,null,783.35227871300526,35.601834392110163,22.003143716847536]
[null,null,null,null,null,null,null,null,784.07210187363978,35.618187916049266,22.013250750478051]
[null,null,null,null,null,null,null,null,784.79225560550719,35.634541439988375,22.023357784108565]
[null,null,null,null,null,null,null,null,785.51273990860761,35.650894963927485,22.03346481773908]
[null,null,null,null,null,null,null,null,786.2335547829407,35.667248487866587,22.043571851369595]
[null,null,null,null,null,null,null,null,786.95470022850679,35.683602011805696,22.05367888500011]
[null,null,null,null,null,null,null,null,787.67617624530556,35.699955535744799,22.063785918630625]
[null,null,null,null,null,null,null,null,788.39798283333732,35.716309059683908,22.07389295226114]
[null,null,null,null,null,null,null,null,789.12011999260199,35.732662583623018,22.083999985891655]
[null,null,null,null,null,null,null,null,789.84258772309931,35.74901610756212,22.09410701952217]
[null,null,null,null,null,null,null,null,790.56538602482976,35.76536963150123,22.104214053152685]
[null,null,null,null,null,null,null,null,791.28851489779299,35.781723155440339,22.1143210867832]
[null,null,null,null,null,null,null,null,792.01197434198889,35.798076679379442,22.124428120413715]
[null,null,null,null,null,null,null,null,792.73576435741791,35.814430203318551,22.134535154044229]
[null,null,null,null,null,null,null,null,793.4598849440797,35.830783727257661,22.144642187674744]
[null,null,null,null,null,null,null,null,794.18433610197428,35.847137251196763,22.154749221305259]
[null,null,null,null,null,null,null,null,794.90911783110175,35.863490775135872,22.164856254935774]
[null,null,null,null,null,null,null,null,795.63423013146223,35.879844299074982,22.174963288566289]
[null,null,null,null,null,null,null,null,796.35967300305526,35.896197823014084,22.185070322196804]
[null,null,null,null,null,null,null,null,797.08544644588142,35.912551346953194,22.195177355827319]
[null,null,null,null,null,null,null,null,797.81155045994035,35.928904870892303,22.205284389457834]
[null,null,null,null,null,null,null,null,798.53798504523206,35.945258394831406,22.215391423088349]
[null,null,null,null,null,null,null,null,799.26475020175678,35.961611918770515,22.225498456718864]
[null,null,null,null,null,null,null,null,799.99184592951428,35.977965442709625,22.235605490349378]
[null,null,null,null,null,null,null,null,800.71927222850456,35.994318966648727,22.245712523979893]
[null,null,null,null,null,null,null,null,801.44702909872785,36.010672490587837,22.255819557610408]
[null,null,null,null,null,null,null,null,802.17511654018404,36.027026014526946,22.265926591240923]
[null,null,null,null,null,null,null,null,802.90353455287288,36.043379538466048,22.276033624871438]
[null,null,null,null,null,null,null,null,803.63228313679474,36.059733062405158,22.286140658501953]
[null,null,null,null,null,null,null,null,804.36136229194949,36.076086586344267,22.296247692132468]
[null,null,null,null,null,null,null,null,805.09077201833691,36.09244011028337,22.306354725762983]
[null,null,null,null,null,null,null,null,805.82051231595733,36.108793634222479,22.316461759393498]
[null,null,null,null,null,null,null,null,806.55058318481065,36.125147158161589,22.326568793024013]
[null,null,null,null,null,null,null,null,807.28098462489663,36.141500682100691,22.336675826654528]
[null,null,null,null,null,null,null,null,808.01171663621562,36.157854206039801,22.346782860285042]
[null,null,null,null,null,null,null,null,808.74277921876751,36.17420772997891,22.356889893915557]
[null,null,null,null,null,null,null,null,809.47417237255206,36.190561253918013,22.366996927546072]
[null,null,null,null,null,null,null,null,810.20589609756973,36.206914777857122,22.377103961176587]
[null,null,null,null,null,null,null,null,810.93795039382019,36.223268301796232,22.387210994807102]
[null,null,null,null,null,null,null,null,811.67033526130331,{"$f":"K1671*$K$1","v":36.239621825735334},22.397318028437617]
[null,null,null,null,null,null,null,null,{"$f":"J1672*K1672","v":812.40305070001955},36.255975349674443,{"$f":"K1671+$K$5","v":22.407425062068132}]
[null,null,null,null,null,null,null,null,813.13609670996857,36.272328873613553,22.417532095698647]
[null,null,null,null,null,null,null,null,813.86947329115026,36.288682397552655,22.427639129329162]
[null,null,null,null,null,null,null,null,814.60318044356507,36.305035921491765,22.437746162959677]
[null,null,null,null,null,null,null,null,815.33721816721265,36.321389445430874,22.447853196590192]
[null,null,null,null,null,null,null,null,816.07158646209302,36.337742969369977,22.457960230220706]
[null,null,null,null,null,null,null,null,816.8062853282064,36.354096493309086,22.468067263851221]
[null,null,null,null,null,null,null,null,817.54131476555256,36.370450017248196,22.478174297481736]
[null,null,null,null,null,null,null,null,818.27667477413149,36.386803541187298,22.488281331112251]
[null,null,null,null,null,null,null,null,819.01236535394344,36.403157065126408,22.498388364742766]
[null,null,null,null,null,null,null,null,819.74838650498816,36.419510589065517,22.508495398373281]
[null,null,null,null,null,null,null,null,820.48473822726567,36.435864113004619,22.518602432003796]
[null,null,null,null,null,null,null,null,821.22142052077618,36.452217636943729,22.528709465634311]
[null,null,null,null,null,null,null,null,821.95843338551936,36.468571160882831,22.538816499264826]
[null,null,null,null,null,null,null,null,822.69577682149554,36.484924684821941,22.548923532895341]
[null,null,null,null,null,null,null,null,823.43345082870462,36.50127820876105,22.559030566525855]
[null,null,null,null,null,null,null,null,824.17145540714648,36.517631732700153,22.56913760015637]
[null,null,null,null,null,null,null,null,824.90979055682124,36.533985256639262,22.579244633786885]
[null,null,null,null,null,null,null,null,825.64845627772888,36.550338780578372,22.5893516674174]
[null,null,null,null,null,null,null,null,826.38745256986931,36.566692304517474,22.599458701047915]
[null,null,null,null,null,null,null,null,827.12677943324263,36.583045828456584,22.60956573467843]
[null,null,null,null,null,null,null,null,827.86643686784885,36.599399352395693,22.619672768308945]
[null,null,null,null,null,null,null,null,828.60642487368784,36.615752876334795,22.62977980193946]
[null,null,null,null,null,null,null,null,829.34674345075985,36.632106400273905,22.639886835569975]
[null,null,null,null,null,null,null,null,830.08739259906463,36.648459924213014,22.64999386920049]
[null,null,null,null,null,null,null,null,830.82837231860219,36.664813448152117,22.660100902831005]
[null,null,null,null,null,null,null,null,831.56968260937265,36.681166972091226,22.670207936461519]
[null,null,null,null,null,null,null,null,832.31132347137611,36.697520496030336,22.680314970092034]
[null,null,null,null,null,null,null,null,833.05329490461213,36.713874019969438,22.690422003722549]
[null,null,null,null,null,null,null,null,833.79559690908127,36.730227543908548,22.700529037353064]
[null,null,null,null,null,null,null,null,834.5382294847833,36.746581067847657,22.710636070983579]
[null,null,null,null,null,null,null,null,835.281192631718,36.76293459178676,22.720743104614094]
[null,null,null,null,null,null,null,null,836.02448634988571,36.779288115725869,22.730850138244609]
[null,null,null,null,null,null,null,null,836.76811063928619,36.795641639664979,22.740957171875124]
[null,null,null,null,null,null,null,null,837.51206549991946,36.811995163604081,22.751064205505639]
[null,null,null,null,null,null,null,null,838.25635093178573,36.82834868754319,22.761171239136154]
[null,null,null,null,null,null,null,null,839.0009669348849,36.8447022114823,22.771278272766668]
[null,null,null,null,null,null,null,null,839.74591350921673,36.861055735421402,22.781385306397183]
[null,null,null,null,null,null,null,null,840.49119065478158,36.877409259360512,22.791492340027698]
[null,null,null,null,null,null,null,null,841.23679837157931,36.893762783299621,22.801599373658213]
[null,null,null,null,null,null,null,null,841.98273665960971,36.910116307238724,22.811706407288728]
[null,null,null,null,null,null,null,null,842.72900551887324,36.926469831177833,22.821813440919243]
[null,null,null,null,null,null,null,null,843.47560494936954,36.942823355116943,22.831920474549758]
[null,null,null,null,null,null,null,null,844.22253495109851,36.959176879056045,22.842027508180273]
[null,null,null,null,null,null,null,null,844.96979552406049,36.975530402995155,22.852134541810788]
[null,null,null,null,null,null,null,null,845.71738666825536,36.991883926934264,22.862241575441303]
[null,null,null,null,null,null,null,null,846.46530838368301,37.008237450873366,22.872348609071818]
[null,null,null,null,null,null,null,null,847.21356067034355,37.024590974812476,22.882455642702332]
[null,null,null,null,null,null,null,null,847.96214352823711,37.040944498751585,22.892562676332847]
[null,null,null,null,null,null,null,null,848.71105695736321,37.057298022690688,22.902669709963362]
[null,null,null,null,null,null,null,null,849.46030095772244,37.073651546629797,22.912776743593877]
[null,null,null,null,null,null,null,null,850.20987552931444,37.090005070568907,22.922883777224392]
[null,null,null,null,null,null,null,null,850.95978067213923,37.106358594508009,22.932990810854907]
[null,null,null,null,null,null,null,null,851.71001638619691,37.122712118447119,22.943097844485422]
[null,null,null,null,null,null,null,null,852.4605826714876,37.139065642386228,22.953204878115937]
[null,null,null,null,null,null,null,null,853.21147952801084,37.155419166325331,22.963311911746452]
[null,null,null,null,null,null,null,null,853.9627069557672,37.17177269026444,22.973418945376967]
[null,null,null,null,null,null,null,null,854.71426495475646,37.18812621420355,22.983525979007482]
[null,null,null,null,null,null,null,null,855.46615352497827,37.204479738142652,22.993633012637996]
[null,null,null,null,null,null,null,null,856.2183726664332,37.220833262081761,23.003740046268511]
[null,null,null,null,null,null,null,null,856.97092237912091,37.237186786020864,23.013847079899026]
[null,null,null,null,null,null,null,null,857.72380266304151,37.253540309959973,23.023954113529541]
[null,null,null,null,null,null,null,null,858.47701351819501,37.269893833899083,23.034061147160056]
[null,null,null,null,null,null,null,null,859.23055494458117,{"$f":"K1735*$K$1","v":37.286247357838185},23.044168180790571]
[null,null,null,null,null,null,null,null,{"$f":"J1736*K1736","v":859.98442694220046},37.302600881777295,{"$f":"K1735+$K$5","v":23.054275214421086}]
[null,null,null,null,null,null,null,null,860.73862951105252,37.318954405716404,23.064382248051601]
[null,null,null,null,null,null,null,null,861.49316265113725,37.335307929655507,23.074489281682116]
[null,null,null,null,null,null,null,null,862.24802636245511,37.351661453594616,23.084596315312631]
[null,null,null,null,null,null,null,null,863.00322064500574,37.368014977533726,23.094703348943145]
[null,null,null,null,null,null,null,null,863.75874549878915,37.384368501472828,23.10481038257366]
[null,null,null,null,null,null,null,null,864.51460092380546,37.400722025411937,23.114917416204175]
[null,null,null,null,null,null,null,null,865.27078692005477,37.417075549351047,23.12502444983469]
[null,null,null,null,null,null,null,null,866.02730348753664,37.433429073290149,23.135131483465205]
[null,null,null,null,null,null,null,null,866.78415062625163,37.449782597229259,23.14523851709572]
[null,null,null,null,null,null,null,null,867.5413283361994,37.466136121168368,23.155345550726235]
[null,null,null,null,null,null,null,null,868.29883661737995,37.482489645107471,23.16545258435675]
[null,null,null,null,null,null,null,null,869.0566754697935,37.49884316904658,23.175559617987265]
[null,null,null,null,null,null,null,null,869.81484489343995,37.51519669298569,23.18566665161778]
[null,null,null,null,null,null,null,null,870.57334488831896,37.531550216924792,23.195773685248295]
[null,null,null,null,null,null,null,null,871.33217545443108,37.547903740863902,23.205880718878809]
[null,null,null,null,null,null,null,null,872.0913365917761,37.564257264803011,23.215987752509324]
[null,null,null,null,null,null,null,null,872.85082830035378,37.580610788742113,23.226094786139839]
[null,null,null,null,null,null,null,null,873.61065058016447,37.596964312681223,23.236201819770354]
[null,null,null,null,null,null,null,null,874.37080343120806,37.613317836620332,23.246308853400869]
[null,null,null,null,null,null,null,null,875.13128685348431,37.629671360559435,23.256415887031384]
[null,null,null,null,null,null,null,null,875.89210084699357,37.646024884498544,23.266522920661899]
[null,null,null,null,null,null,null,null,876.65324541173572,37.662378408437654,23.276629954292414]
[null,null,null,null,null,null,null,null,877.41472054771054,37.678731932376756,23.286736987922929]
[null,null,null,null,null,null,null,null,878.17652625491849,37.695085456315866,23.296844021553444]
[null,null,null,null,null,null,null,null,878.93866253335921,37.711438980254975,23.306951055183958]
[null,null,null,null,null,null,null,null,879.70112938303259,37.727792504194078,23.317058088814473]
[null,null,null,null,null,null,null,null,880.46392680393899,37.744146028133187,23.327165122444988]
[null,null,null,null,null,null,null,null,881.22705479607828,37.760499552072297,23.337272156075503]
[null,null,null,null,null,null,null,null,881.99051335945035,37.776853076011399,23.347379189706018]
[null,null,null,null,null,null,null,null,882.75430249405531,37.793206599950508,23.357486223336533]
[null,null,null,null,null,null,null,null,883.51842219989317,37.809560123889618,23.367593256967048]
[null,null,null,null,null,null,null,null,884.2828724769638,37.82591364782872,23.377700290597563]
[null,null,null,null,null,null,null,null,885.04765332526745,37.84226717176783,23.387807324228078]
[null,null,null,null,null,null,null,null,885.81276474480387,37.858620695706939,23.397914357858593]
[null,null,null,null,null,null,null,null,886.57820673557296,37.874974219646042,23.408021391489108]
[null,null,null,null,null,null,null,null,887.34397929757517,37.891327743585151,23.418128425119622]
[null,null,null,null,null,null,null,null,888.11008243081028,37.907681267524261,23.428235458750137]
[null,null,null,null,null,null,null,null,888.87651613527794,37.924034791463363,23.438342492380652]
[null,null,null,null,null,null,null,null,889.64328041097872,37.940388315402473,23.448449526011167]
[null,null,null,null,null,null,null,null,890.41037525791239,37.956741839341582,23.458556559641682]
[null,null,null,null,null,null,null,null,891.17780067607862,37.973095363280684,23.468663593272197]
[null,null,null,null,null,null,null,null,891.94555666547797,37.989448887219794,23.478770626902712]
[null,null,null,null,null,null,null,null,892.71364322611009,38.005802411158896,23.488877660533227]
[null,null,null,null,null,null,null,null,893.48206035797512,38.022155935098006,23.498984694163742]
[null,null,null,null,null,null,null,null,894.25080806107303,38.038509459037115,23.509091727794257]
[null,null,null,null,null,null,null,null,895.01988633540361,38.054862982976218,23.519198761424772]
[null,null,null,null,null,null,null,null,895.78929518096731,38.071216506915327,23.529305795055286]
[null,null,null,null,null,null,null,null,896.5590345977638,38.087570030854437,23.539412828685801]
[null,null,null,null,null,null,null,null,897.32910458579295,38.103923554793539,23.549519862316316]
[null,null,null,null,null,null,null,null,898.09950514505522,38.120277078732649,23.559626895946831]
[null,null,null,null,null,null,null,null,898.87023627555027,38.136630602671758,23.569733929577346]
[null,null,null,null,null,null,null,null,899.6412979772781,38.15298412661086,23.579840963207861]
[null,null,null,null,null,null,null,null,900.41269025023882,38.16933765054997,23.589947996838376]
[null,null,null,null,null,null,null,null,901.18441309443256,38.185691174489079,23.600055030468891]
[null,null,null,null,null,null,null,null,901.95646650985884,38.202044698428182,23.610162064099406]
[null,null,null,null,null,null,null,null,902.72885049651825,38.218398222367291,23.620269097729921]
[null,null,null,null,null,null,null,null,903.50156505441055,38.234751746306401,23.630376131360435]
[null,null,null,null,null,null,null,null,904.2746101835354,38.251105270245503,23.64048316499095]
[null,null,null,null,null,null,null,null,905.04798588389338,38.267458794184613,23.650590198621465]
[null,null,null,null,null,null,null,null,905.82169215548424,38.283812318123722,23.66069723225198]
[null,null,null,null,null,null,null,null,906.59572899830778,38.300165842062825,23.670804265882495]
[null,null,null,null,null,null,null,null,907.37009641236432,38.316519366001934,23.68091129951301]
[null,null,null,null,null,null,null,null,908.14479439765364,{"$f":"K1799*$K$1","v":38.332872889941044},23.691018333143525]
[null,null,null,null,null,null,null,null,{"$f":"J1800*K1800","v":908.91982295417574},38.349226413880146,{"$f":"K1799+$K$5","v":23.70112536677404}]
[null,null,null,null,null,null,null,null,909.69518208193085,38.365579937819255,23.711232400404555]
[null,null,null,null,null,null,null,null,910.47087178091886,38.381933461758365,23.72133943403507]
[null,null,null,null,null,null,null,null,911.24689205113953,38.398286985697467,23.731446467665585]
[null,null,null,null,null,null,null,null,912.0232428925932,38.414640509636577,23.741553501296099]
[null,null,null,null,null,null,null,null,912.79992430527977,38.430994033575686,23.751660534926614]
[null,null,null,null,null,null,null,null,913.57693628919901,38.447347557514789,23.761767568557129]
[null,null,null,null,null,null,null,null,914.35427884435137,38.463701081453898,23.771874602187644]
[null,null,null,null,null,null,null,null,915.13195197073651,38.480054605393008,23.781981635818159]
[null,null,null,null,null,null,null,null,915.90995566835431,38.49640812933211,23.792088669448674]
[null,null,null,null,null,null,null,null,916.68828993720513,38.51276165327122,23.802195703079189]
[null,null,null,null,null,null,null,null,917.46695477728895,38.529115177210329,23.812302736709704]
[null,null,null,null,null,null,null,null,918.24595018860532,38.545468701149431,23.822409770340219]
[null,null,null,null,null,null,null,null,919.0252761711547,38.561822225088541,23.832516803970734]
[null,null,null,null,null,null,null,null,919.80493272493709,38.57817574902765,23.842623837601248]
[null,null,null,null,null,null,null,null,920.58491984995203,38.594529272966753,23.852730871231763]
[null,null,null,null,null,null,null,null,921.36523754620009,38.610882796905862,23.862837904862278]
[null,null,null,null,null,null,null,null,922.14588581368093,38.627236320844972,23.872944938492793]
[null,null,null,null,null,null,null,null,922.92686465239456,38.643589844784074,23.883051972123308]
[null,null,null,null,null,null,null,null,923.70817406234107,38.659943368723184,23.893159005753823]
[null,null,null,null,null,null,null,null,924.4898140435206,38.676296892662293,23.903266039384338]
[null,null,null,null,null,null,null,null,925.27178459593279,38.692650416601396,23.913373073014853]
[null,null,null,null,null,null,null,null,926.05408571957787,38.709003940540505,23.923480106645368]
[null,null,null,null,null,null,null,null,926.83671741445585,38.725357464479607,23.933587140275883]
[null,null,null,null,null,null,null,null,927.61967968056672,38.741710988418717,23.943694173906398]
[null,null,null,null,null,null,null,null,928.40297251791048,38.758064512357826,23.953801207536912]
[null,null,null,null,null,null,null,null,929.18659592648692,38.774418036296929,23.963908241167427]
[null,null,null,null,null,null,null,null,929.97054990629636,38.790771560236038,23.974015274797942]
[null,null,null,null,null,null,null,null,930.75483445733869,38.807125084175148,23.984122308428457]
[null,null,null,null,null,null,null,null,931.5394495796138,38.82347860811425,23.994229342058972]
[null,null,null,null,null,null,null,null,932.32439527312181,38.83983213205336,24.004336375689487]
[null,null,null,null,null,null,null,null,933.10967153786271,38.856185655992469,24.014443409320002]
[null,null,null,null,null,null,null,null,933.89527837383639,38.872539179931572,24.024550442950517]
[null,null,null,null,null,null,null,null,934.68121578104297,38.888892703870681,24.034657476581032]
[null,null,null,null,null,null,null,null,935.46748375948255,38.905246227809791,24.044764510211547]
[null,null,null,null,null,null,null,null,936.25408230915468,38.921599751748893,24.054871543842061]
[null,null,null,null,null,null,null,null,937.04101143005994,38.937953275688002,24.064978577472576]
[null,null,null,null,null,null,null,null,937.82827112219798,38.954306799627112,24.075085611103091]
[null,null,null,null,null,null,null,null,938.61586138556879,38.970660323566214,24.085192644733606]
[null,null,null,null,null,null,null,null,939.40378222017262,38.987013847505324,24.095299678364121]
[null,null,null,null,null,null,null,null,940.19203362600922,39.003367371444433,24.105406711994636]
[null,null,null,null,null,null,null,null,940.9806156030786,39.019720895383536,24.115513745625151]
[null,null,null,null,null,null,null,null,941.769528151381,39.036074419322645,24.125620779255666]
[null,null,null,null,null,null,null,null,942.55877127091617,39.052427943261755,24.135727812886181]
[null,null,null,null,null,null,null,null,943.34834496168412,39.068781467200857,24.145834846516696]
[null,null,null,null,null,null,null,null,944.13824922368508,39.085134991139967,24.155941880147211]
[null,null,null,null,null,null,null,null,944.92848405691893,39.101488515079076,24.166048913777725]
[null,null,null,null,null,null,null,null,945.71904946138545,39.117842039018178,24.17615594740824]
[null,null,null,null,null,null,null,null,946.50994543708498,39.134195562957288,24.186262981038755]
[null,null,null,null,null,null,null,null,947.3011719840174,39.150549086896397,24.19637001466927]
[null,null,null,null,null,null,null,null,948.09272910218249,39.1669026108355,24.206477048299785]
[null,null,null,null,null,null,null,null,948.88461679158058,39.183256134774609,24.2165840819303]
[null,null,null,null,null,null,null,null,949.67683505221157,39.199609658713719,24.226691115560815]
[null,null,null,null,null,null,null,null,950.46938388407523,39.215963182652821,24.23679814919133]
[null,null,null,null,null,null,null,null,951.26226328717189,39.232316706591931,24.246905182821845]
[null,null,null,null,null,null,null,null,952.05547326150145,39.24867023053104,24.25701221645236]
[null,null,null,null,null,null,null,null,952.84901380706378,39.265023754470143,24.267119250082875]
[null,null,null,null,null,null,null,null,953.64288492385901,39.281377278409252,24.277226283713389]
[null,null,null,null,null,null,null,null,954.43708661188714,39.297730802348362,24.287333317343904]
[null,null,null,null,null,null,null,null,955.23161887114804,39.314084326287464,24.297440350974419]
[null,null,null,null,null,null,null,null,956.02648170164184,39.330437850226573,24.307547384604934]
[null,null,null,null,null,null,null,null,956.82167510336853,39.346791374165683,24.317654418235449]
[null,null,null,null,null,null,null,null,957.61719907632801,39.363144898104785,24.327761451865964]
[null,null,null,null,null,null,null,null,958.41305362052037,{"$f":"K1863*$K$1","v":39.379498422043895},24.337868485496479]
[null,null,null,null,null,null,null,null,{"$f":"J1864*K1864","v":959.20923873594575},39.395851945983004,{"$f":"K1863+$K$5","v":24.347975519126994}]
[null,null,null,null,null,null,null,null,960.00575442260367,39.412205469922107,24.358082552757509]
[null,null,null,null,null,null,null,null,960.80260068049472,39.428558993861216,24.368189586388024]
[null,null,null,null,null,null,null,null,961.59977750961866,39.444912517800326,24.378296620018538]
[null,null,null,null,null,null,null,null,962.39728490997516,39.461266041739428,24.388403653649053]
[null,null,null,null,null,null,null,null,963.19512288156477,39.477619565678538,24.398510687279568]
[null,null,null,null,null,null,null,null,963.99329142438705,39.49397308961764,24.408617720910083]
[null,null,null,null,null,null,null,null,964.79179053844234,39.510326613556749,24.418724754540598]
[null,null,null,null,null,null,null,null,965.59062022373053,39.526680137495859,24.428831788171113]
[null,null,null,null,null,null,null,null,966.38978048025149,39.543033661434961,24.438938821801628]
[null,null,null,null,null,null,null,null,967.18927130800535,39.559387185374071,24.449045855432143]
[null,null,null,null,null,null,null,null,967.9890927069921,39.57574070931318,24.459152889062658]
[null,null,null,null,null,null,null,null,968.78924467721151,39.592094233252283,24.469259922693173]
[null,null,null,null,null,null,null,null,969.58972721866405,39.608447757191392,24.479366956323688]
[null,null,null,null,null,null,null,null,970.39054033134937,39.624801281130502,24.489473989954202]
[null,null,null,null,null,null,null,null,971.19168401526736,39.641154805069604,24.499581023584717]
[null,null,null,null,null,null,null,null,971.99315827041846,39.657508329008714,24.509688057215232]
[null,null,null,null,null,null,null,null,972.79496309680235,39.673861852947823,24.519795090845747]
[null,null,null,null,null,null,null,null,973.59709849441901,39.690215376886925,24.529902124476262]
[null,null,null,null,null,null,null,null,974.39956446326869,39.706568900826035,24.540009158106777]
[null,null,null,null,null,null,null,null,975.20236100335114,39.722922424765144,24.550116191737292]
[null,null,null,null,null,null,null,null,976.00548811466638,39.739275948704247,24.560223225367807]
[null,null,null,null,null,null,null,null,976.80894579721451,39.755629472643356,24.570330258998322]
[null,null,null,null,null,null,null,null,977.61273405099564,39.771982996582466,24.580437292628837]
[null,null,null,null,null,null,null,null,978.41685287600944,39.788336520521568,24.590544326259351]
[null,null,null,null,null,null,null,null,979.22130227225625,39.804690044460678,24.600651359889866]
[null,null,null,null,null,null,null,null,980.02608223973584,39.821043568399787,24.610758393520381]
[null,null,null,null,null,null,null,null,980.83119277844821,39.83739709233889,24.620865427150896]
[null,null,null,null,null,null,null,null,981.63663388839359,39.853750616277999,24.630972460781411]
[null,null,null,null,null,null,null,null,982.44240556957186,39.870104140217109,24.641079494411926]
[null,null,null,null,null,null,null,null,983.2485078219828,39.886457664156211,24.651186528042441]
[null,null,null,null,null,null,null,null,984.05494064562674,39.90281118809532,24.661293561672956]
[null,null,null,null,null,null,null,null,984.86170404050358,39.91916471203443,24.671400595303471]
[null,null,null,null,null,null,null,null,985.66879800661309,39.935518235973532,24.681507628933986]
[null,null,null,null,null,null,null,null,986.4762225439556,39.951871759912642,24.691614662564501]
[null,null,null,null,null,null,null,null,987.28397765253101,39.968225283851751,24.701721696195015]
[null,null,null,null,null,null,null,null,988.09206333233908,39.984578807790854,24.71182872982553]
[null,null,null,null,null,null,null,null,988.90047958338016,40.000932331729963,24.721935763456045]
[null,null,null,null,null,null,null,null,989.70922640565414,40.017285855669073,24.73204279708656]
[null,null,null,null,null,null,null,null,990.51830379916089,40.033639379608175,24.742149830717075]
[null,null,null,null,null,null,null,null,991.32771176390054,40.049992903547285,24.75225686434759]
[null,null,null,null,null,null,null,null,992.13745029987308,40.066346427486394,24.762363897978105]
[null,null,null,null,null,null,null,null,992.9475194070784,40.082699951425496,24.77247093160862]
[null,null,null,null,null,null,null,null,993.75791908551662,40.099053475364606,24.782577965239135]
[null,null,null,null,null,null,null,null,994.56864933518773,40.115406999303715,24.79268499886965]
[null,null,null,null,null,null,null,null,995.37971015609162,40.131760523242818,24.802792032500165]
[null,null,null,null,null,null,null,null,996.1911015482284,40.148114047181927,24.812899066130679]
[null,null,null,null,null,null,null,null,997.00282351159819,40.164467571121037,24.823006099761194]
[null,null,null,null,null,null,null,null,997.81487604620054,40.180821095060139,24.833113133391709]
[null,null,null,null,null,null,null,null,998.627259152036,40.197174618999249,24.843220167022224]
[null,null,null,null,null,null,null,null,999.43997282910436,40.213528142938358,24.853327200652739]
[null,null,null,null,null,null,null,null,1000.2530170774053,40.229881666877461,24.863434234283254]
[null,null,null,null,null,null,null,null,1001.0663918969393,40.24623519081657,24.873541267913769]
[null,null,null,null,null,null,null,null,1001.880097287706,40.262588714755672,24.883648301544284]
[null,null,null,null,null,null,null,null,1002.6941332497058,40.278942238694782,24.893755335174799]
[null,null,null,null,null,null,null,null,1003.5084997829384,40.295295762633891,24.903862368805314]
[null,null,null,null,null,null,null,null,1004.3231968874037,40.311649286572994,24.913969402435828]
[null,null,null,null,null,null,null,null,1005.138224563102,40.328002810512103,24.924076436066343]
[null,null,null,null,null,null,null,null,1005.9535828100331,40.344356334451213,24.934183469696858]
[null,null,null,null,null,null,null,null,1006.769271628197,40.360709858390315,24.944290503327373]
[null,null,null,null,null,null,null,null,1007.5852910175939,40.377063382329425,24.954397536957888]
[null,null,null,null,null,null,null,null,1008.4016409782237,40.393416906268534,24.964504570588403]
[null,null,null,null,null,null,null,null,1009.2183215100862,40.409770430207637,24.974611604218918]
[null,null,null,null,null,null,null,null,1010.0353326131816,{"$f":"K1927*$K$1","v":40.426123954146746},24.984718637849433]
[null,null,null,null,null,null,null,null,{"$f":"J1928*K1928","v":1010.85267428751},40.442477478085856,{"$f":"K1927+$K$5","v":24.994825671479948}]
[null,null,null,null,null,null,null,null,1011.670346533071,40.458831002024958,25.004932705110463]
[null,null,null,null,null,null,null,null,1012.4883493498651,40.475184525964067,25.015039738740978]
[null,null,null,null,null,null,null,null,1013.3066827378919,40.491538049903177,25.025146772371492]
[null,null,null,null,null,null,null,null,1014.1253466971516,40.507891573842279,25.035253806002007]
[null,null,null,null,null,null,null,null,1014.9443412276443,40.524245097781389,25.045360839632522]
[null,null,null,null,null,null,null,null,1015.7636663293697,40.540598621720498,25.055467873263037]
[null,null,null,null,null,null,null,null,1016.5833220023279,40.556952145659601,25.065574906893552]
[null,null,null,null,null,null,null,null,1017.4033082465191,40.57330566959871,25.075681940524067]
[null,null,null,null,null,null,null,null,1018.2236250619432,40.58965919353782,25.085788974154582]
[null,null,null,null,null,null,null,null,1019.0442724485999,40.606012717476922,25.095896007785097]
[null,null,null,null,null,null,null,null,1019.8652504064897,40.622366241416032,25.106003041415612]
[null,null,null,null,null,null,null,null,1020.6865589356124,40.638719765355141,25.116110075046127]
[null,null,null,null,null,null,null,null,1021.5081980359678,40.655073289294243,25.126217108676641]
[null,null,null,null,null,null,null,null,1022.3301677075561,40.671426813233353,25.136324142307156]
[null,null,null,null,null,null,null,null,1023.1524679503774,40.687780337172462,25.146431175937671]
[null,null,null,null,null,null,null,null,1023.9750987644313,40.704133861111565,25.156538209568186]
[null,null,null,null,null,null,null,null,1024.7980601497184,40.720487385050674,25.166645243198701]
[null,null,null,null,null,null,null,null,1025.6213521062382,40.736840908989784,25.176752276829216]
[null,null,null,null,null,null,null,null,1026.4449746339906,40.753194432928886,25.186859310459731]
[null,null,null,null,null,null,null,null,1027.2689277329762,40.769547956867996,25.196966344090246]
[null,null,null,null,null,null,null,null,1028.0932114031946,40.785901480807105,25.207073377720761]
[null,null,null,null,null,null,null,null,1028.9178256446455,40.802255004746208,25.217180411351276]
[null,null,null,null,null,null,null,null,1029.7427704573297,40.818608528685317,25.227287444981791]
[null,null,null,null,null,null,null,null,1030.5680458412467,40.834962052624427,25.237394478612305]
[null,null,null,null,null,null,null,null,1031.3936517963964,40.851315576563529,25.24750151224282]
[null,null,null,null,null,null,null,null,1032.2195883227791,40.867669100502638,25.257608545873335]
[null,null,null,null,null,null,null,null,1033.0458554203947,40.884022624441748,25.26771557950385]
[null,null,null,null,null,null,null,null,1033.872453089243,40.90037614838085,25.277822613134365]
[null,null,null,null,null,null,null,null,1034.6993813293241,40.91672967231996,25.28792964676488]
[null,null,null,null,null,null,null,null,1035.5266401406384,40.933083196259069,25.298036680395395]
[null,null,null,null,null,null,null,null,1036.354229523185,40.949436720198172,25.30814371402591]
[null,null,null,null,null,null,null,null,1037.1821494769649,40.965790244137281,25.318250747656425]
[null,null,null,null,null,null,null,null,1038.0104000019778,40.982143768076391,25.32835778128694]
[null,null,null,null,null,null,null,null,1038.838981098223,40.998497292015493,25.338464814917455]
[null,null,null,null,null,null,null,null,1039.6678927657015,41.014850815954603,25.348571848547969]
[null,null,null,null,null,null,null,null,1040.4971350044127,41.031204339893705,25.358678882178484]
[null,null,null,null,null,null,null,null,1041.3267078143567,41.047557863832814,25.368785915808999]
[null,null,null,null,null,null,null,null,1042.1566111955337,41.063911387771924,25.378892949439514]
[null,null,null,null,null,null,null,null,1042.9868451479435,41.080264911711026,25.388999983070029]
[null,null,null,null,null,null,null,null,1043.8174096715863,41.096618435650136,25.399107016700544]
[null,null,null,null,null,null,null,null,1044.6483047664619,41.112971959589245,25.409214050331059]
[null,null,null,null,null,null,null,null,1045.4795304325701,41.129325483528348,25.419321083961574]
[null,null,null,null,null,null,null,null,1046.3110866699114,41.145679007467457,25.429428117592089]
[null,null,null,null,null,null,null,null,1047.1429734784856,41.162032531406567,25.439535151222604]
[null,null,null,null,null,null,null,null,1047.9751908582925,41.178386055345669,25.449642184853118]
[null,null,null,null,null,null,null,null,1048.8077388093325,41.194739579284779,25.459749218483633]
[null,null,null,null,null,null,null,null,1049.6406173316052,41.211093103223888,25.469856252114148]
[null,null,null,null,null,null,null,null,1050.4738264251107,41.22744662716299,25.479963285744663]
[null,null,null,null,null,null,null,null,1051.3073660898492,41.2438001511021,25.490070319375178]
[null,null,null,null,null,null,null,null,1052.1412363258205,41.260153675041209,25.500177353005693]
[null,null,null,null,null,null,null,null,1052.9754371330246,41.276507198980312,25.510284386636208]
[null,null,null,null,null,null,null,null,1053.8099685114616,41.292860722919421,25.520391420266723]
[null,null,null,null,null,null,null,null,1054.6448304611315,41.309214246858531,25.530498453897238]
[null,null,null,null,null,null,null,null,1055.4800229820341,41.325567770797633,25.540605487527753]
[null,null,null,null,null,null,null,null,1056.3155460741698,41.341921294736743,25.550712521158268]
[null,null,null,null,null,null,null,null,1057.1513997375382,41.358274818675852,25.560819554788782]
[null,null,null,null,null,null,null,null,1057.9875839721394,41.374628342614955,25.570926588419297]
[null,null,null,null,null,null,null,null,1058.8240987779736,41.390981866554064,25.581033622049812]
[null,null,null,null,null,null,null,null,1059.6609441550406,41.407335390493174,25.591140655680327]
[null,null,null,null,null,null,null,null,1060.4981201033404,41.423688914432276,25.601247689310842]
[null,null,null,null,null,null,null,null,1061.3356266228732,41.440042438371385,25.611354722941357]
[null,null,null,null,null,null,null,null,1062.173463713639,41.456395962310495,25.621461756571872]
[null,null,null,null,null,null,null,null,1063.0116313756373,{"$f":"K1991*$K$1","v":41.472749486249597},25.631568790202387]
[null,null,null,null,null,null,null,null,{"$f":"J1992*K1992","v":1063.8501296088687},41.489103010188707,{"$f":"K1991+$K$5","v":25.641675823832902}]
[null,null,null,null,null,null,null,null,1064.6889584133328,41.505456534127816,25.651782857463417]
[null,null,null,null,null,null,null,null,1065.5281177890297,41.521810058066919,25.661889891093931]
[null,null,null,null,null,null,null,null,1066.3676077359598,41.538163582006028,25.671996924724446]
[null,null,null,null,null,null,null,null,1067.2074282541225,41.554517105945138,25.682103958354961]
[null,null,null,null,null,null,null,null,1068.047579343518,41.57087062988424,25.692210991985476]
[null,null,null,null,null,null,null,null,1068.8880610041467,41.58722415382335,25.702318025615991]
[null,null,null,null,null,null,null,null,1069.728873236008,41.603577677762459,25.712425059246506]
[null,null,null,null,null,null,null,null,1070.570016039102,41.619931201701561,25.722532092877021]
[null,null,null,null,null,null,null,null,1071.4114894134293,41.636284725640671,25.732639126507536]
[null,null,null,null,null,null,null,null,1072.2532933589891,41.65263824957978,25.742746160138051]
[null,null,null,null,null,null,null,null,1073.0954278757818,41.668991773518883,25.752853193768566]
[null,null,null,null,null,null,null,null,1073.9378929638076,41.685345297457992,25.762960227399081]
[null,null,null,null,null,null,null,null,1074.780688623066,41.701698821397102,25.773067261029595]
[null,null,null,null,null,null,null,null,1075.6238148535574,41.718052345336204,25.78317429466011]
[null,null,null,null,null,null,null,null,1076.4672716552816,41.734405869275314,25.793281328290625]
[null,null,null,null,null,null,null,null,1077.3110590282388,41.750759393214423,25.80338836192114]
[null,null,null,null,null,null,null,null,1078.1551769724285,41.767112917153526,25.813495395551655]
[null,null,null,null,null,null,null,null,1078.9996254878515,41.783466441092635,25.82360242918217]
[null,null,null,null,null,null,null,null,1079.8444045745071,41.799819965031737,25.833709462812685]
[null,null,null,null,null,null,null,null,1080.6895142323956,41.816173488970847,25.8438164964432]
[null,null,null,null,null,null,null,null,1081.5349544615169,41.832527012909956,25.853923530073715]
[null,null,null,null,null,null,null,null,1082.380725261871,41.848880536849059,25.86403056370423]
[null,null,null,null,null,null,null,null,1083.2268266334584,41.865234060788168,25.874137597334744]
[null,null,null,null,null,null,null,null,1084.0732585762782,41.881587584727278,25.884244630965259]
[null,null,null,null,null,null,null,null,1084.9200210903309,41.89794110866638,25.894351664595774]
[null,null,null,null,null,null,null,null,1085.7671141756168,41.91429463260549,25.904458698226289]
[null,null,null,null,null,null,null,null,1086.6145378321353,41.930648156544599,25.914565731856804]
[null,null,null,null,null,null,null,null,1087.4622920598865,41.947001680483702,25.924672765487319]
[null,null,null,null,null,null,null,null,1088.310376858871,41.963355204422811,25.934779799117834]
[null,null,null,null,null,null,null,null,1089.158792229088,41.979708728361921,25.944886832748349]
[null,null,null,null,null,null,null,null,1090.0075381705381,41.996062252301023,25.954993866378864]
[null,null,null,null,null,null,null,null,1090.8566146832209,42.012415776240132,25.965100900009379]
[null,null,null,null,null,null,null,null,1091.7060217671367,42.028769300179242,25.975207933639894]
[null,null,null,null,null,null,null,null,1092.5557594222851,42.045122824118344,25.985314967270408]
[null,null,null,null,null,null,null,null,1093.4058276486667,42.061476348057454,25.995422000900923]
[null,null,null,null,null,null,null,null,1094.2562264462808,42.077829871996563,26.005529034531438]
[null,null,null,null,null,null,null,null,1095.106955815128,42.094183395935666,26.015636068161953]
[null,null,null,null,null,null,null,null,1095.958015755208,42.110536919874775,26.025743101792468]
[null,null,null,null,null,null,null,null,1096.8094062665209,42.126890443813885,26.035850135422983]
[null,null,null,null,null,null,null,null,1097.6611273490664,42.143243967752987,26.045957169053498]
[null,null,null,null,null,null,null,null,1098.5131790028452,42.159597491692097,26.056064202684013]
[null,null,null,null,null,null,null,null,1099.3655612278567,42.175951015631206,26.066171236314528]
[null,null,null,null,null,null,null,null,1100.2182740241008,42.192304539570308,26.076278269945043]
[null,null,null,null,null,null,null,null,1101.0713173915781,42.208658063509418,26.086385303575558]
[null,null,null,null,null,null,null,null,1101.9246913302882,42.225011587448527,26.096492337206072]
[null,null,null,null,null,null,null,null,1102.7783958402308,42.24136511138763,26.106599370836587]
[null,null,null,null,null,null,null,null,1103.6324309214067,42.257718635326739,26.116706404467102]
[null,null,null,null,null,null,null,null,1104.4867965738154,42.274072159265849,26.126813438097617]
[null,null,null,null,null,null,null,null,1105.3414927974566,42.290425683204951,26.136920471728132]
[null,null,null,null,null,null,null,null,1106.196519592331,42.306779207144061,26.147027505358647]
[null,null,null,null,null,null,null,null,1107.0518769584382,42.32313273108317,26.157134538989162]
[null,null,null,null,null,null,null,null,1107.9075648957783,42.339486255022273,26.167241572619677]
[null,null,null,null,null,null,null,null,1108.7635834043513,42.355839778961382,26.177348606250192]
[null,null,null,null,null,null,null,null,1109.6199324841571,42.372193302900492,26.187455639880707]
[null,null,null,null,null,null,null,null,1110.4766121351954,42.388546826839594,26.197562673511221]
[null,null,null,null,null,null,null,null,1111.333622357467,42.404900350778703,26.207669707141736]
[null,null,null,null,null,null,null,null,1112.1909631509714,42.421253874717813,26.217776740772251]
[null,null,null,null,null,null,null,null,1113.0486345157085,42.437607398656915,26.227883774402766]
[null,null,null,null,null,null,null,null,1113.9066364516787,42.453960922596025,26.237990808033281]
[null,null,null,null,null,null,null,null,1114.7649689588816,42.470314446535134,26.248097841663796]
[null,null,null,null,null,null,null,null,1115.6236320373173,42.486667970474237,26.258204875294311]
[null,null,null,null,null,null,null,null,1116.482625686986,42.503021494413346,26.268311908924826]
[null,null,null,null,null,null,null,null,1117.3419499078875,{"$f":"K2055*$K$1","v":42.519375018352456},26.278418942555341]
[null,null,null,null,null,null,null,null,{"$f":"J2056*K2056","v":1118.2016047000218},42.535728542291558,{"$f":"K2055+$K$5","v":26.288525976185856}]
[null,null,null,null,null,null,null,null,1119.0615900633891,42.552082066230668,26.298633009816371]
[null,null,null,null,null,null,null,null,1119.9219059979889,42.56843559016977,26.308740043446885]
[null,null,null,null,null,null,null,null,1120.782552503822,42.584789114108879,26.3188470770774]
[null,null,null,null,null,null,null,null,1121.6435295808878,42.601142638047989,26.328954110707915]
[null,null,null,null,null,null,null,null,1122.5048372291865,42.617496161987091,26.33906114433843]
[null,null,null,null,null,null,null,null,1123.3664754487179,42.633849685926201,26.349168177968945]
[null,null,null,null,null,null,null,null,1124.2284442394823,42.65020320986531,26.35927521159946]
[null,null,null,null,null,null,null,null,1125.0907436014795,42.666556733804413,26.369382245229975]
[null,null,null,null,null,null,null,null,1125.9533735347097,42.682910257743522,26.37948927886049]
[null,null,null,null,null,null,null,null,1126.8163340391727,42.699263781682632,26.389596312491005]
[null,null,null,null,null,null,null,null,1127.6796251148685,42.715617305621734,26.39970334612152]
[null,null,null,null,null,null,null,null,1128.543246761797,42.731970829560844,26.409810379752034]
[null,null,null,null,null,null,null,null,1129.4071989799588,42.748324353499953,26.419917413382549]
[null,null,null,null,null,null,null,null,1130.2714817693529,42.764677877439055,26.430024447013064]
[null,null,null,null,null,null,null,null,1131.1360951299803,42.781031401378165,26.440131480643579]
[null,null,null,null,null,null,null,null,1132.0010390618404,42.797384925317274,26.450238514274094]
[null,null,null,null,null,null,null,null,1132.8663135649333,42.813738449256377,26.460345547904609]
[null,null,null,null,null,null,null,null,1133.7319186392592,42.830091973195486,26.470452581535124]
[null,null,null,null,null,null,null,null,1134.5978542848179,42.846445497134596,26.480559615165639]
[null,null,null,null,null,null,null,null,1135.4641205016094,42.862799021073698,26.490666648796154]
[null,null,null,null,null,null,null,null,1136.3307172896339,42.879152545012808,26.500773682426669]
[null,null,null,null,null,null,null,null,1137.1976446488914,42.895506068951917,26.510880716057184]
[null,null,null,null,null,null,null,null,1138.0649025793812,42.91185959289102,26.520987749687698]
[null,null,null,null,null,null,null,null,1138.9324910811044,42.928213116830129,26.531094783318213]
[null,null,null,null,null,null,null,null,1139.8004101540603,42.944566640769239,26.541201816948728]
[null,null,null,null,null,null,null,null,1140.6686597982489,42.960920164708341,26.551308850579243]
[null,null,null,null,null,null,null,null,1141.5372400136705,42.97727368864745,26.561415884209758]
[null,null,null,null,null,null,null,null,1142.4061508003249,42.99362721258656,26.571522917840273]
[null,null,null,null,null,null,null,null,1143.2753921582121,43.009980736525662,26.581629951470788]
[null,null,null,null,null,null,null,null,1144.1449640873325,43.026334260464772,26.591736985101303]
[null,null,null,null,null,null,null,null,1145.0148665876854,43.042687784403881,26.601844018731818]
[null,null,null,null,null,null,null,null,1145.8850996592712,43.059041308342984,26.611951052362333]
[null,null,null,null,null,null,null,null,1146.7556633020899,43.075394832282093,26.622058085992848]
[null,null,null,null,null,null,null,null,1147.6265575161417,43.091748356221203,26.632165119623362]
[null,null,null,null,null,null,null,null,1148.497782301426,43.108101880160305,26.642272153253877]
[null,null,null,null,null,null,null,null,1149.3693376579433,43.124455404099415,26.652379186884392]
[null,null,null,null,null,null,null,null,1150.2412235856937,43.140808928038524,26.662486220514907]
[null,null,null,null,null,null,null,null,1151.1134400846765,43.157162451977626,26.672593254145422]
[null,null,null,null,null,null,null,null,1151.9859871548924,43.173515975916736,26.682700287775937]
[null,null,null,null,null,null,null,null,1152.8588647963413,43.189869499855845,26.692807321406452]
[null,null,null,null,null,null,null,null,1153.7320730090228,43.206223023794948,26.702914355036967]
[null,null,null,null,null,null,null,null,1154.6056117929375,43.222576547734057,26.713021388667482]
[null,null,null,null,null,null,null,null,1155.4794811480847,43.238930071673167,26.723128422297997]
[null,null,null,null,null,null,null,null,1156.3536810744649,43.255283595612269,26.733235455928511]
[null,null,null,null,null,null,null,null,1157.228211572078,43.271637119551379,26.743342489559026]
[null,null,null,null,null,null,null,null,1158.1030726409238,43.287990643490481,26.753449523189541]
[null,null,null,null,null,null,null,null,1158.9782642810026,43.304344167429591,26.763556556820056]
[null,null,null,null,null,null,null,null,1159.8537864923144,43.3206976913687,26.773663590450571]
[null,null,null,null,null,null,null,null,1160.7296392748588,43.337051215307802,26.783770624081086]
[null,null,null,null,null,null,null,null,1161.6058226286361,43.353404739246912,26.793877657711601]
[null,null,null,null,null,null,null,null,1162.4823365536463,43.369758263186021,26.803984691342116]
[null,null,null,null,null,null,null,null,1163.3591810498892,43.386111787125124,26.814091724972631]
[null,null,null,null,null,null,null,null,1164.2363561173654,43.402465311064233,26.824198758603146]
[null,null,null,null,null,null,null,null,1165.1138617560741,43.418818835003343,26.834305792233661]
[null,null,null,null,null,null,null,null,1165.9916979660156,43.435172358942445,26.844412825864175]
[null,null,null,null,null,null,null,null,1166.8698647471904,43.451525882881555,26.85451985949469]
[null,null,null,null,null,null,null,null,1167.7483620995977,43.467879406820664,26.864626893125205]
[null,null,null,null,null,null,null,null,1168.6271900232377,43.484232930759767,26.87473392675572]
[null,null,null,null,null,null,null,null,1169.5063485181111,43.500586454698876,26.884840960386235]
[null,null,null,null,null,null,null,null,1170.3858375842169,43.516939978637986,26.89494799401675]
[null,null,null,null,null,null,null,null,1171.2656572215558,43.533293502577088,26.905055027647265]
[null,null,null,null,null,null,null,null,1172.1458074301274,43.549647026516197,26.91516206127778]
[null,null,null,null,null,null,null,null,1173.0262882099321,{"$f":"K2119*$K$1","v":43.566000550455307},26.925269094908295]
[null,null,null,null,null,null,null,null,{"$f":"J2120*K2120","v":1173.9070995609693},43.582354074394409,{"$f":"K2119+$K$5","v":26.93537612853881}]
[null,null,null,null,null,null,null,null,1174.7882414832395,43.598707598333519,26.945483162169324]
[null,null,null,null,null,null,null,null,1175.6697139767427,43.615061122272628,26.955590195799839]
[null,null,null,null,null,null,null,null,1176.5515170414787,43.631414646211731,26.965697229430354]
[null,null,null,null,null,null,null,null,1177.4336506774475,43.64776817015084,26.975804263060869]
[null,null,null,null,null,null,null,null,1178.3161148846493,43.66412169408995,26.985911296691384]
[null,null,null,null,null,null,null,null,1179.1989096630837,43.680475218029052,26.996018330321899]
[null,null,null,null,null,null,null,null,1180.0820350127512,43.696828741968162,27.006125363952414]
[null,null,null,null,null,null,null,null,1180.9654909336516,43.713182265907271,27.016232397582929]
[null,null,null,null,null,null,null,null,1181.8492774257845,43.729535789846373,27.026339431213444]
[null,null,null,null,null,null,null,null,1182.7333944891507,43.745889313785483,27.036446464843959]
[null,null,null,null,null,null,null,null,1183.6178421237496,43.762242837724592,27.046553498474474]
[null,null,null,null,null,null,null,null,1184.5026203295811,43.778596361663695,27.056660532104988]
[null,null,null,null,null,null,null,null,1185.3877291066458,43.794949885602804,27.066767565735503]
[null,null,null,null,null,null,null,null,1186.2731684549433,43.811303409541914,27.076874599366018]
[null,null,null,null,null,null,null,null,1187.1589383744733,43.827656933481016,27.086981632996533]
[null,null,null,null,null,null,null,null,1188.0450388652366,43.844010457420126,27.097088666627048]
[null,null,null,null,null,null,null,null,1188.9314699272327,43.860363981359235,27.107195700257563]
[null,null,null,null,null,null,null,null,1189.8182315604615,43.876717505298338,27.117302733888078]
[null,null,null,null,null,null,null,null,1190.7053237649234,43.893071029237447,27.127409767518593]
[null,null,null,null,null,null,null,null,1191.592746540618,43.909424553176557,27.137516801149108]
[null,null,null,null,null,null,null,null,1192.4804998875452,43.925778077115659,27.147623834779623]
[null,null,null,null,null,null,null,null,1193.3685838057056,43.942131601054768,27.157730868410138]
[null,null,null,null,null,null,null,null,1194.2569982950988,43.958485124993878,27.167837902040652]
[null,null,null,null,null,null,null,null,1195.1457433557248,43.97483864893298,27.177944935671167]
[null,null,null,null,null,null,null,null,1196.0348189875838,43.99119217287209,27.188051969301682]
[null,null,null,null,null,null,null,null,1196.9242251906755,44.007545696811199,27.198159002932197]
[null,null,null,null,null,null,null,null,1197.8139619650001,44.023899220750302,27.208266036562712]
[null,null,null,null,null,null,null,null,1198.7040293105576,44.040252744689411,27.218373070193227]
[null,null,null,null,null,null,null,null,1199.5944272273478,44.056606268628514,27.228480103823742]
[null,null,null,null,null,null,null,null,1200.4851557153711,44.072959792567623,27.238587137454257]
[null,null,null,null,null,null,null,null,1201.3762147746272,44.089313316506733,27.248694171084772]
[null,null,null,null,null,null,null,null,1202.2676044051159,44.105666840445835,27.258801204715287]
[null,null,null,null,null,null,null,null,1203.1593246068378,44.122020364384944,27.268908238345801]
[null,null,null,null,null,null,null,null,1204.0513753797925,44.138373888324054,27.279015271976316]
[null,null,null,null,null,null,null,null,1204.94375672398,44.154727412263156,27.289122305606831]
[null,null,null,null,null,null,null,null,1205.8364686394002,44.171080936202266,27.299229339237346]
[null,null,null,null,null,null,null,null,1206.7295111260537,44.187434460141375,27.309336372867861]
[null,null,null,null,null,null,null,null,1207.6228841839395,44.203787984080478,27.319443406498376]
[null,null,null,null,null,null,null,null,1208.5165878130585,44.220141508019587,27.329550440128891]
[null,null,null,null,null,null,null,null,1209.4106220134104,44.236495031958697,27.339657473759406]
[null,null,null,null,null,null,null,null,1210.304986784995,44.252848555897799,27.349764507389921]
[null,null,null,null,null,null,null,null,1211.1996821278126,44.269202079836909,27.359871541020436]
[null,null,null,null,null,null,null,null,1212.094708041863,44.285555603776018,27.369978574650951]
[null,null,null,null,null,null,null,null,1212.9900645271462,44.30190912771512,27.380085608281465]
[null,null,null,null,null,null,null,null,1213.8857515836621,44.31826265165423,27.39019264191198]
[null,null,null,null,null,null,null,null,1214.7817692114113,44.334616175593339,27.400299675542495]
[null,null,null,null,null,null,null,null,1215.6781174103928,44.350969699532442,27.41040670917301]
[null,null,null,null,null,null,null,null,1216.5747961806076,44.367323223471551,27.420513742803525]
[null,null,null,null,null,null,null,null,1217.4718055220553,44.383676747410661,27.43062077643404]
[null,null,null,null,null,null,null,null,1218.3691454347356,44.400030271349763,27.440727810064555]
[null,null,null,null,null,null,null,null,1219.2668159186489,44.416383795288873,27.45083484369507]
[null,null,null,null,null,null,null,null,1220.164816973795,44.432737319227982,27.460941877325585]
[null,null,null,null,null,null,null,null,1221.0631486001739,44.449090843167085,27.4710489109561]
[null,null,null,null,null,null,null,null,1221.9618107977858,44.465444367106194,27.481155944586614]
[null,null,null,null,null,null,null,null,1222.8608035666305,44.481797891045304,27.491262978217129]
[null,null,null,null,null,null,null,null,1223.7601269067079,44.498151414984406,27.501370011847644]
[null,null,null,null,null,null,null,null,1224.6597808180184,44.514504938923515,27.511477045478159]
[null,null,null,null,null,null,null,null,1225.5597653005618,44.530858462862625,27.521584079108674]
[null,null,null,null,null,null,null,null,1226.4600803543378,44.547211986801727,27.531691112739189]
[null,null,null,null,null,null,null,null,1227.3607259793469,44.563565510740837,27.541798146369704]
[null,null,null,null,null,null,null,null,1228.2617021755889,44.579919034679946,27.551905180000219]
[null,null,null,null,null,null,null,null,1229.1630089430635,44.596272558619049,27.562012213630734]
[null,null,null,null,null,null,null,null,1230.064646281771,{"$f":"K2183*$K$1","v":44.612626082558158},27.572119247261249]
[null,null,null,null,null,null,null,null,{"$f":"J2184*K2184","v":1230.9666141917114},44.628979606497268,{"$f":"K2183+$K$5","v":27.582226280891764}]
[null,null,null,null,null,null,null,null,1231.8689126728846,44.64533313043637,27.592333314522278]
[null,null,null,null,null,null,null,null,1232.7715417252909,44.66168665437548,27.602440348152793]
[null,null,null,null,null,null,null,null,1233.6745013489299,44.678040178314589,27.612547381783308]
[null,null,null,null,null,null,null,null,1234.5777915438016,44.694393702253691,27.622654415413823]
[null,null,null,null,null,null,null,null,1235.4814123099065,44.710747226192801,27.632761449044338]
[null,null,null,null,null,null,null,null,1236.385363647244,44.72710075013191,27.642868482674853]
[null,null,null,null,null,null,null,null,1237.2896455558146,44.743454274071013,27.652975516305368]
[null,null,null,null,null,null,null,null,1238.1942580356178,44.759807798010122,27.663082549935883]
[null,null,null,null,null,null,null,null,1239.0992010866541,44.776161321949232,27.673189583566398]
[null,null,null,null,null,null,null,null,1240.004474708923,44.792514845888334,27.683296617196913]
[null,null,null,null,null,null,null,null,1240.9100789024249,44.808868369827444,27.693403650827427]
[null,null,null,null,null,null,null,null,1241.8160136671595,44.825221893766546,27.703510684457942]
[null,null,null,null,null,null,null,null,1242.7222790031274,44.841575417705656,27.713617718088457]
[null,null,null,null,null,null,null,null,1243.6288749103278,44.857928941644765,27.723724751718972]
[null,null,null,null,null,null,null,null,1244.535801388761,44.874282465583867,27.733831785349487]
[null,null,null,null,null,null,null,null,1245.4430584384272,44.890635989522977,27.743938818980002]
[null,null,null,null,null,null,null,null,1246.3506460593264,44.906989513462086,27.754045852610517]
[null,null,null,null,null,null,null,null,1247.2585642514582,44.923343037401189,27.764152886241032]
[null,null,null,null,null,null,null,null,1248.166813014823,44.939696561340298,27.774259919871547]
[null,null,null,null,null,null,null,null,1249.0753923494208,44.956050085279408,27.784366953502062]
[null,null,null,null,null,null,null,null,1249.9843022552511,44.97240360921851,27.794473987132577]
[null,null,null,null,null,null,null,null,1250.8935427323145,44.98875713315762,27.804581020763091]
[null,null,null,null,null,null,null,null,1251.8031137806108,45.005110657096729,27.814688054393606]
[null,null,null,null,null,null,null,null,1252.7130154001397,45.021464181035832,27.824795088024121]
[null,null,null,null,null,null,null,null,1253.6232475909017,45.037817704974941,27.834902121654636]
[null,null,null,null,null,null,null,null,1254.5338103528966,45.054171228914051,27.845009155285151]
[null,null,null,null,null,null,null,null,1255.4447036861241,45.070524752853153,27.855116188915666]
[null,null,null,null,null,null,null,null,1256.3559275905848,45.086878276792262,27.865223222546181]
[null,null,null,null,null,null,null,null,1257.267482066278,45.103231800731372,27.875330256176696]
[null,null,null,null,null,null,null,null,1258.1793671132043,45.119585324670474,27.885437289807211]
[null,null,null,null,null,null,null,null,1259.0915827313634,45.135938848609584,27.895544323437726]
[null,null,null,null,null,null,null,null,1260.0041289207554,45.152292372548693,27.905651357068241]
[null,null,null,null,null,null,null,null,1260.91700568138,45.168645896487796,27.915758390698755]
[null,null,null,null,null,null,null,null,1261.8302130132379,45.184999420426905,27.92586542432927]
[null,null,null,null,null,null,null,null,1262.7437509163285,45.201352944366015,27.935972457959785]
[null,null,null,null,null,null,null,null,1263.6576193906517,45.217706468305117,27.9460794915903]
[null,null,null,null,null,null,null,null,1264.5718184362081,45.234059992244227,27.956186525220815]
[null,null,null,null,null,null,null,null,1265.4863480529973,45.250413516183336,27.96629355885133]
[null,null,null,null,null,null,null,null,1266.401208241019,45.266767040122438,27.976400592481845]
[null,null,null,null,null,null,null,null,1267.316399000274,45.283120564061548,27.98650762611236]
[null,null,null,null,null,null,null,null,1268.2319203307618,45.299474088000657,27.996614659742875]
[null,null,null,null,null,null,null,null,1269.1477722324821,45.31582761193976,28.00672169337339]
[null,null,null,null,null,null,null,null,1270.0639547054357,45.332181135878869,28.016828727003904]
[null,null,null,null,null,null,null,null,1270.980467749622,45.348534659817979,28.026935760634419]
[null,null,null,null,null,null,null,null,1271.8973113650409,45.364888183757081,28.037042794264934]
[null,null,null,null,null,null,null,null,1272.814485551693,45.381241707696191,28.047149827895449]
[null,null,null,null,null,null,null,null,1273.7319903095779,45.3975952316353,28.057256861525964]
[null,null,null,null,null,null,null,null,1274.6498256386956,45.413948755574403,28.067363895156479]
[null,null,null,null,null,null,null,null,1275.567991539046,45.430302279513512,28.077470928786994]
[null,null,null,null,null,null,null,null,1276.4864880106297,45.446655803452622,28.087577962417509]
[null,null,null,null,null,null,null,null,1277.4053150534457,45.463009327391724,28.097684996048024]
[null,null,null,null,null,null,null,null,1278.324472667495,45.479362851330833,28.107792029678539]
[null,null,null,null,null,null,null,null,1279.243960852777,45.495716375269943,28.117899063309054]
[null,null,null,null,null,null,null,null,1280.1637796092919,45.512069899209045,28.128006096939568]
[null,null,null,null,null,null,null,null,1281.0839289370397,45.528423423148155,28.138113130570083]
[null,null,null,null,null,null,null,null,1282.0044088360203,45.544776947087264,28.148220164200598]
[null,null,null,null,null,null,null,null,1282.9252193062337,45.561130471026367,28.158327197831113]
[null,null,null,null,null,null,null,null,1283.84636034768,45.577483994965476,28.168434231461628]
[null,null,null,null,null,null,null,null,1284.767831960359,45.593837518904579,28.178541265092143]
[null,null,null,null,null,null,null,null,1285.6896341442712,45.610191042843688,28.188648298722658]
[null,null,null,null,null,null,null,null,1286.6117668994161,45.626544566782798,28.198755332353173]
[null,null,null,null,null,null,null,null,1287.5342302257936,45.6428980907219,28.208862365983688]
[null,null,null,null,null,null,null,null,1288.4570241234044,{"$f":"K2247*$K$1","v":45.659251614661009},28.218969399614203]
[null,null,null,null,null,null,null,null,{"$f":"J2248*K2248","v":1289.3801485922479},45.675605138600119,{"$f":"K2247+$K$5","v":28.229076433244717}]
[null,null,null,null,null,null,null,null,1290.3036036323242,45.691958662539221,28.239183466875232]
[null,null,null,null,null,null,null,null,1291.2273892436333,45.708312186478331,28.249290500505747]
[null,null,null,null,null,null,null,null,1292.1515054261756,45.72466571041744,28.259397534136262]
[null,null,null,null,null,null,null,null,1293.0759521799503,45.741019234356543,28.269504567766777]
[null,null,null,null,null,null,null,null,1294.0007295049581,45.757372758295652,28.279611601397292]
[null,null,null,null,null,null,null,null,1294.9258374011988,45.773726282234762,28.289718635027807]
[null,null,null,null,null,null,null,null,1295.8512758686722,45.790079806173864,28.299825668658322]
[null,null,null,null,null,null,null,null,1296.7770449073787,45.806433330112974,28.309932702288837]
[null,null,null,null,null,null,null,null,1297.7031445173179,45.822786854052083,28.320039735919352]
[null,null,null,null,null,null,null,null,1298.6295746984899,45.839140377991185,28.330146769549867]
[null,null,null,null,null,null,null,null,1299.5563354508947,45.855493901930295,28.340253803180381]
[null,null,null,null,null,null,null,null,1300.4834267745327,45.871847425869404,28.350360836810896]
[null,null,null,null,null,null,null,null,1301.4108486694033,45.888200949808507,28.360467870441411]
[null,null,null,null,null,null,null,null,1302.3386011355067,45.904554473747616,28.370574904071926]
[null,null,null,null,null,null,null,null,1303.2666841728433,45.920907997686726,28.380681937702441]
[null,null,null,null,null,null,null,null,1304.1950977814124,45.937261521625828,28.390788971332956]
[null,null,null,null,null,null,null,null,1305.1238419612146,45.953615045564938,28.400896004963471]
[null,null,null,null,null,null,null,null,1306.0529167122495,45.969968569504047,28.411003038593986]
[null,null,null,null,null,null,null,null,1306.9823220345172,45.98632209344315,28.421110072224501]
[null,null,null,null,null,null,null,null,1307.9120579280179,46.002675617382259,28.431217105855016]
[null,null,null,null,null,null,null,null,1308.8421243927514,46.019029141321369,28.441324139485531]
[null,null,null,null,null,null,null,null,1309.7725214287177,46.035382665260471,28.451431173116045]
[null,null,null,null,null,null,null,null,1310.703249035917,46.05173618919958,28.46153820674656]
[null,null,null,null,null,null,null,null,1311.6343072143493,46.06808971313869,28.471645240377075]
[null,null,null,null,null,null,null,null,1312.5656959640141,46.084443237077792,28.48175227400759]
[null,null,null,null,null,null,null,null,1313.497415284912,46.100796761016902,28.491859307638105]
[null,null,null,null,null,null,null,null,1314.4294651770429,46.117150284956011,28.50196634126862]
[null,null,null,null,null,null,null,null,1315.3618456404063,46.133503808895114,28.512073374899135]
[null,null,null,null,null,null,null,null,1316.2945566750027,46.149857332834223,28.52218040852965]
[null,null,null,null,null,null,null,null,1317.2275982808321,46.166210856773333,28.532287442160165]
[null,null,null,null,null,null,null,null,1318.1609704578941,46.182564380712435,28.54239447579068]
[null,null,null,null,null,null,null,null,1319.0946732061891,46.198917904651545,28.552501509421194]
[null,null,null,null,null,null,null,null,1320.0287065257171,46.215271428590654,28.562608543051709]
[null,null,null,null,null,null,null,null,1320.9630704164776,46.231624952529756,28.572715576682224]
[null,null,null,null,null,null,null,null,1321.8977648784712,46.247978476468866,28.582822610312739]
[null,null,null,null,null,null,null,null,1322.8327899116978,46.264332000407975,28.592929643943254]
[null,null,null,null,null,null,null,null,1323.7681455161569,46.280685524347078,28.603036677573769]
[null,null,null,null,null,null,null,null,1324.703831691849,46.297039048286187,28.613143711204284]
[null,null,null,null,null,null,null,null,1325.6398484387742,46.313392572225297,28.623250744834799]
[null,null,null,null,null,null,null,null,1326.5761957569318,46.329746096164399,28.633357778465314]
[null,null,null,null,null,null,null,null,1327.5128736463228,46.346099620103509,28.643464812095829]
[null,null,null,null,null,null,null,null,1328.4498821069462,46.362453144042611,28.653571845726344]
[null,null,null,null,null,null,null,null,1329.3872211388027,46.378806667981721,28.663678879356858]
[null,null,null,null,null,null,null,null,1330.324890741892,46.39516019192083,28.673785912987373]
[null,null,null,null,null,null,null,null,1331.262890916214,46.411513715859932,28.683892946617888]
[null,null,null,null,null,null,null,null,1332.2012216617693,46.427867239799042,28.693999980248403]
[null,null,null,null,null,null,null,null,1333.1398829785571,46.444220763738151,28.704107013878918]
[null,null,null,null,null,null,null,null,1334.0788748665777,46.460574287677254,28.714214047509433]
[null,null,null,null,null,null,null,null,1335.0181973258314,46.476927811616363,28.724321081139948]
[null,null,null,null,null,null,null,null,1335.957850356318,46.493281335555473,28.734428114770463]
[null,null,null,null,null,null,null,null,1336.8978339580372,46.509634859494575,28.744535148400978]
[null,null,null,null,null,null,null,null,1337.8381481309893,46.525988383433685,28.754642182031493]
[null,null,null,null,null,null,null,null,1338.7787928751745,46.542341907372794,28.764749215662007]
[null,null,null,null,null,null,null,null,1339.7197681905923,46.558695431311897,28.774856249292522]
[null,null,null,null,null,null,null,null,1340.6610740772433,46.575048955251006,28.784963282923037]
[null,null,null,null,null,null,null,null,1341.6027105351268,46.591402479190116,28.795070316553552]
[null,null,null,null,null,null,null,null,1342.5446775642433,46.607756003129218,28.805177350184067]
[null,null,null,null,null,null,null,null,1343.4869751645926,46.624109527068327,28.815284383814582]
[null,null,null,null,null,null,null,null,1344.429603336175,46.640463051007437,28.825391417445097]
[null,null,null,null,null,null,null,null,1345.3725620789899,46.656816574946539,28.835498451075612]
[null,null,null,null,null,null,null,null,1346.315851393038,46.673170098885649,28.845605484706127]
[null,null,null,null,null,null,null,null,1347.2594712783186,46.689523622824758,28.855712518336642]
[null,null,null,null,null,null,null,null,1348.2034217348323,{"$f":"K2311*$K$1","v":46.705877146763861},28.865819551967157]
[null,null,null,null,null,null,null,null,{"$f":"J2312*K2312","v":1349.1477027625788},46.72223067070297,{"$f":"K2311+$K$5","v":28.875926585597671}]
[null,null,null,null,null,null,null,null,1350.0923143615582,46.73858419464208,28.886033619228186]
[null,null,null,null,null,null,null,null,1351.0372565317703,46.754937718581182,28.896140652858701]
[null,null,null,null,null,null,null,null,1351.9825292732155,46.771291242520292,28.906247686489216]
[null,null,null,null,null,null,null,null,1352.9281325858935,46.787644766459401,28.916354720119731]
[null,null,null,null,null,null,null,null,1353.8740664698041,46.803998290398503,28.926461753750246]
[null,null,null,null,null,null,null,null,1354.8203309249479,46.820351814337613,28.936568787380761]
[null,null,null,null,null,null,null,null,1355.7669259513245,46.836705338276722,28.946675821011276]
[null,null,null,null,null,null,null,null,1356.7138515489337,46.853058862215825,28.956782854641791]
[null,null,null,null,null,null,null,null,1357.6611077177761,46.869412386154934,28.966889888272306]
[null,null,null,null,null,null,null,null,1358.6086944578512,46.885765910094044,28.976996921902821]
[null,null,null,null,null,null,null,null,1359.5566117691592,46.902119434033146,28.987103955533335]
[null,null,null,null,null,null,null,null,1360.5048596517001,46.918472957972256,28.99721098916385]
[null,null,null,null,null,null,null,null,1361.4534381054739,46.934826481911365,29.007318022794365]
[null,null,null,null,null,null,null,null,1362.4023471304802,46.951180005850468,29.01742505642488]
[null,null,null,null,null,null,null,null,1363.3515867267197,46.967533529789577,29.027532090055395]
[null,null,null,null,null,null,null,null,1364.301156894192,46.983887053728687,29.03763912368591]
[null,null,null,null,null,null,null,null,1365.2510576328971,47.000240577667789,29.047746157316425]
[null,null,null,null,null,null,null,null,1366.2012889428352,47.016594101606898,29.05785319094694]
[null,null,null,null,null,null,null,null,1367.151850824006,47.032947625546008,29.067960224577455]
[null,null,null,null,null,null,null,null,1368.1027432764097,47.04930114948511,29.07806725820797]
[null,null,null,null,null,null,null,null,1369.0539663000461,47.06565467342422,29.088174291838484]
[null,null,null,null,null,null,null,null,1370.0055198949158,47.082008197363329,29.098281325468999]
[null,null,null,null,null,null,null,null,1370.9574040610178,47.098361721302432,29.108388359099514]
[null,null,null,null,null,null,null,null,1371.909618798353,47.114715245241541,29.118495392730029]
[null,null,null,null,null,null,null,null,1372.862164106921,47.131068769180644,29.128602426360544]
[null,null,null,null,null,null,null,null,1373.8150399867218,47.147422293119753,29.138709459991059]
[null,null,null,null,null,null,null,null,1374.7682464377558,47.163775817058863,29.148816493621574]
[null,null,null,null,null,null,null,null,1375.7217834600222,47.180129340997965,29.158923527252089]
[null,null,null,null,null,null,null,null,1376.6756510535217,47.196482864937074,29.169030560882604]
[null,null,null,null,null,null,null,null,1377.6298492182541,47.212836388876184,29.179137594513119]
[null,null,null,null,null,null,null,null,1378.584377954219,47.229189912815286,29.189244628143634]
[null,null,null,null,null,null,null,null,1379.5392372614172,47.245543436754396,29.199351661774148]
[null,null,null,null,null,null,null,null,1380.4944271398481,47.261896960693505,29.209458695404663]
[null,null,null,null,null,null,null,null,1381.4499475895118,47.278250484632608,29.219565729035178]
[null,null,null,null,null,null,null,null,1382.4057986104085,47.294604008571717,29.229672762665693]
[null,null,null,null,null,null,null,null,1383.361980202538,47.310957532510827,29.239779796296208]
[null,null,null,null,null,null,null,null,1384.3184923659001,47.327311056449929,29.249886829926723]
[null,null,null,null,null,null,null,null,1385.2753351004953,47.343664580389039,29.259993863557238]
[null,null,null,null,null,null,null,null,1386.2325084063236,47.360018104328148,29.270100897187753]
[null,null,null,null,null,null,null,null,1387.1900122833842,47.37637162826725,29.280207930818268]
[null,null,null,null,null,null,null,null,1388.1478467316781,47.39272515220636,29.290314964448783]
[null,null,null,null,null,null,null,null,1389.106011751205,47.409078676145469,29.300421998079297]
[null,null,null,null,null,null,null,null,1390.0645073419641,47.425432200084572,29.310529031709812]
[null,null,null,null,null,null,null,null,1391.0233335039566,47.441785724023681,29.320636065340327]
[null,null,null,null,null,null,null,null,1391.982490237182,47.458139247962791,29.330743098970842]
[null,null,null,null,null,null,null,null,1392.9419775416397,47.474492771901893,29.340850132601357]
[null,null,null,null,null,null,null,null,1393.9017954173307,47.490846295841003,29.350957166231872]
[null,null,null,null,null,null,null,null,1394.8619438642547,47.507199819780112,29.361064199862387]
[null,null,null,null,null,null,null,null,1395.8224228824113,47.523553343719215,29.371171233492902]
[null,null,null,null,null,null,null,null,1396.7832324718008,47.539906867658324,29.381278267123417]
[null,null,null,null,null,null,null,null,1397.7443726324232,47.556260391597434,29.391385300753932]
[null,null,null,null,null,null,null,null,1398.7058433642783,47.572613915536536,29.401492334384447]
[null,null,null,null,null,null,null,null,1399.6676446673664,47.588967439475645,29.411599368014961]
[null,null,null,null,null,null,null,null,1400.6297765416875,47.605320963414755,29.421706401645476]
[null,null,null,null,null,null,null,null,1401.5922389872412,47.621674487353857,29.431813435275991]
[null,null,null,null,null,null,null,null,1402.5550320040279,47.638028011292967,29.441920468906506]
[null,null,null,null,null,null,null,null,1403.5181555920476,47.654381535232076,29.452027502537021]
[null,null,null,null,null,null,null,null,1404.4816097512999,47.670735059171179,29.462134536167536]
[null,null,null,null,null,null,null,null,1405.4453944817851,47.687088583110288,29.472241569798051]
[null,null,null,null,null,null,null,null,1406.4095097835032,47.703442107049398,29.482348603428566]
[null,null,null,null,null,null,null,null,1407.373955656454,47.7197956309885,29.492455637059081]
[null,null,null,null,null,null,null,null,1408.338732100638,47.73614915492761,29.502562670689596]
[null,null,null,null,null,null,null,null,1409.3038391160546,{"$f":"K2375*$K$1","v":47.752502678866719},29.51266970432011]
[null,null,null,null,null,null,null,null,{"$f":"J2376*K2376","v":1410.2692767027042},47.768856202805821,{"$f":"K2375+$K$5","v":29.522776737950625}]
[null,null,null,null,null,null,null,null,1411.2350448605866,47.785209726744931,29.53288377158114]
[null,null,null,null,null,null,null,null,1412.201143589702,47.80156325068404,29.542990805211655]
[null,null,null,null,null,null,null,null,1413.16757289005,47.817916774623143,29.55309783884217]
[null,null,null,null,null,null,null,null,1414.134332761631,47.834270298562252,29.563204872472685]
[null,null,null,null,null,null,null,null,1415.1014232044447,47.850623822501355,29.5733119061032]
[null,null,null,null,null,null,null,null,1416.0688442184914,47.866977346440464,29.583418939733715]
[null,null,null,null,null,null,null,null,1417.0365958037712,47.883330870379574,29.59352597336423]
[null,null,null,null,null,null,null,null,1418.0046779602835,47.899684394318676,29.603633006994745]
[null,null,null,null,null,null,null,null,1418.9730906880288,47.916037918257786,29.61374004062526]
[null,null,null,null,null,null,null,null,1419.9418339870069,47.932391442196895,29.623847074255774]
[null,null,null,null,null,null,null,null,1420.9109078572178,47.948744966135997,29.633954107886289]
[null,null,null,null,null,null,null,null,1421.8803122986619,47.965098490075107,29.644061141516804]
[null,null,null,null,null,null,null,null,1422.8500473113386,47.981452014014216,29.654168175147319]
[null,null,null,null,null,null,null,null,1423.820112895248,47.997805537953319,29.664275208777834]
[null,null,null,null,null,null,null,null,1424.7905090503905,48.014159061892428,29.674382242408349]
[null,null,null,null,null,null,null,null,1425.7612357767659,48.030512585831538,29.684489276038864]
[null,null,null,null,null,null,null,null,1426.732293074374,48.04686610977064,29.694596309669379]
[null,null,null,null,null,null,null,null,1427.7036809432152,48.06321963370975,29.704703343299894]
[null,null,null,null,null,null,null,null,1428.675399383289,48.079573157648859,29.714810376930409]
[null,null,null,null,null,null,null,null,1429.6474483945956,48.095926681587962,29.724917410560924]
[null,null,null,null,null,null,null,null,1430.6198279771354,48.112280205527071,29.735024444191438]
[null,null,null,null,null,null,null,null,1431.5925381309078,48.128633729466181,29.745131477821953]
[null,null,null,null,null,null,null,null,1432.5655788559131,48.144987253405283,29.755238511452468]
[null,null,null,null,null,null,null,null,1433.5389501521513,48.161340777344392,29.765345545082983]
[null,null,null,null,null,null,null,null,1434.5126520196225,48.177694301283502,29.775452578713498]
[null,null,null,null,null,null,null,null,1435.4866844583262,48.194047825222604,29.785559612344013]
[null,null,null,null,null,null,null,null,1436.4610474682631,48.210401349161714,29.795666645974528]
[null,null,null,null,null,null,null,null,1437.4357410494329,48.226754873100823,29.805773679605043]
[null,null,null,null,null,null,null,null,1438.4107652018351,48.243108397039926,29.815880713235558]
[null,null,null,null,null,null,null,null,1439.3861199254704,48.259461920979035,29.825987746866073]
[null,null,null,null,null,null,null,null,1440.3618052203387,48.275815444918145,29.836094780496587]
[null,null,null,null,null,null,null,null,1441.3378210864398,48.292168968857247,29.846201814127102]
[null,null,null,null,null,null,null,null,1442.3141675237737,48.308522492796357,29.856308847757617]
[null,null,null,null,null,null,null,null,1443.2908445323405,48.324876016735466,29.866415881388132]
[null,null,null,null,null,null,null,null,1444.2678521121402,48.341229540674568,29.876522915018647]
[null,null,null,null,null,null,null,null,1445.2451902631726,48.357583064613678,29.886629948649162]
[null,null,null,null,null,null,null,null,1446.2228589854381,48.373936588552787,29.896736982279677]
[null,null,null,null,null,null,null,null,1447.2008582789363,48.39029011249189,29.906844015910192]
[null,null,null,null,null,null,null,null,1448.1791881436673,48.406643636430999,29.916951049540707]
[null,null,null,null,null,null,null,null,1449.1578485796313,48.422997160370109,29.927058083171222]
[null,null,null,null,null,null,null,null,1450.136839586828,48.439350684309211,29.937165116801737]
[null,null,null,null,null,null,null,null,1451.1161611652578,48.455704208248321,29.947272150432251]
[null,null,null,null,null,null,null,null,1452.0958133149204,48.47205773218743,29.957379184062766]
[null,null,null,null,null,null,null,null,1453.0757960358155,48.488411256126533,29.967486217693281]
[null,null,null,null,null,null,null,null,1454.0561093279439,48.504764780065642,29.977593251323796]
[null,null,null,null,null,null,null,null,1455.036753191305,48.521118304004752,29.987700284954311]
[null,null,null,null,null,null,null,null,1456.0177276258989,48.537471827943854,29.997807318584826]
[null,null,null,null,null,null,null,null,1456.9990326317259,48.553825351882963,30.007914352215341]
[null,null,null,null,null,null,null,null,1457.9806682087856,48.570178875822073,30.018021385845856]
[null,null,null,null,null,null,null,null,1458.9626343570781,48.586532399761175,30.028128419476371]
[null,null,null,null,null,null,null,null,1459.9449310766036,48.602885923700285,30.038235453106886]
[null,null,null,null,null,null,null,null,1460.9275583673616,48.619239447639387,30.0483424867374]
[null,null,null,null,null,null,null,null,1461.9105162293529,48.635592971578497,30.058449520367915]
[null,null,null,null,null,null,null,null,1462.8938046625769,48.651946495517606,30.06855655399843]
[null,null,null,null,null,null,null,null,1463.8774236670336,48.668300019456709,30.078663587628945]
[null,null,null,null,null,null,null,null,1464.8613732427234,48.684653543395818,30.08877062125946]
[null,null,null,null,null,null,null,null,1465.845653389646,48.701007067334928,30.098877654889975]
[null,null,null,null,null,null,null,null,1466.8302641078012,48.71736059127403,30.10898468852049]
[null,null,null,null,null,null,null,null,1467.8152053971896,48.733714115213139,30.119091722151005]
[null,null,null,null,null,null,null,null,1468.8004772578108,48.750067639152249,30.12919875578152]
[null,null,null,null,null,null,null,null,1469.7860796896648,48.766421163091351,30.139305789412035]
[null,null,null,null,null,null,null,null,1470.7720126927516,48.782774687030461,30.14941282304255]
[null,null,null,null,null,null,null,null,1471.7582762670716,{"$f":"K2439*$K$1","v":48.79912821096957},30.159519856673064]
[null,null,null,null,null,null,null,null,{"$f":"J2440*K2440","v":1472.7448704126239},48.815481734908673,{"$f":"K2439+$K$5","v":30.169626890303579}]
[null,null,null,null,null,null,null,null,1473.7317951294094,48.831835258847782,30.179733923934094]
[null,null,null,null,null,null,null,null,1474.7190504174278,48.848188782786892,30.189840957564609]
[null,null,null,null,null,null,null,null,1475.7066362766789,48.864542306725994,30.199947991195124]
[null,null,null,null,null,null,null,null,1476.694552707163,48.880895830665104,30.210055024825639]
[null,null,null,null,null,null,null,null,1477.6827997088799,48.897249354604213,30.220162058456154]
[null,null,null,null,null,null,null,null,1478.6713772818296,48.913602878543315,30.230269092086669]
[null,null,null,null,null,null,null,null,1479.6602854260123,48.929956402482425,30.240376125717184]
[null,null,null,null,null,null,null,null,1480.6495241414277,48.946309926421534,30.250483159347699]
[null,null,null,null,null,null,null,null,1481.639093428076,48.962663450360637,30.260590192978214]
[null,null,null,null,null,null,null,null,1482.6289932859572,48.979016974299746,30.270697226608728]
[null,null,null,null,null,null,null,null,1483.6192237150713,48.995370498238856,30.280804260239243]
[null,null,null,null,null,null,null,null,1484.6097847154181,49.011724022177958,30.290911293869758]
[null,null,null,null,null,null,null,null,1485.6006762869979,49.028077546117068,30.301018327500273]
[null,null,null,null,null,null,null,null,1486.5918984298105,49.044431070056177,30.311125361130788]
[null,null,null,null,null,null,null,null,1487.5834511438559,49.06078459399528,30.321232394761303]
[null,null,null,null,null,null,null,null,1488.5753344291343,49.077138117934389,30.331339428391818]
[null,null,null,null,null,null,null,null,1489.5675482856457,49.093491641873499,30.341446462022333]
[null,null,null,null,null,null,null,null,1490.5600927133896,49.109845165812601,30.351553495652848]
[null,null,null,null,null,null,null,null,1491.5529677123666,49.12619868975171,30.361660529283363]
[null,null,null,null,null,null,null,null,1492.5461732825763,49.14255221369082,30.371767562913877]
[null,null,null,null,null,null,null,null,1493.5397094240188,49.158905737629922,30.381874596544392]
[null,null,null,null,null,null,null,null,1494.5335761366946,49.175259261569032,30.391981630174907]
[null,null,null,null,null,null,null,null,1495.5277734206029,49.191612785508141,30.402088663805422]
[null,null,null,null,null,null,null,null,1496.522301275744,49.207966309447244,30.412195697435937]
[null,null,null,null,null,null,null,null,1497.5171597021181,49.224319833386353,30.422302731066452]
[null,null,null,null,null,null,null,null,1498.5123486997252,49.240673357325463,30.432409764696967]
[null,null,null,null,null,null,null,null,1499.5078682685648,49.257026881264565,30.442516798327482]
[null,null,null,null,null,null,null,null,1500.5037184086375,49.273380405203675,30.452623831957997]
[null,null,null,null,null,null,null,null,1501.4998991199432,49.289733929142784,30.462730865588512]
[null,null,null,null,null,null,null,null,1502.4964104024814,49.306087453081886,30.472837899219027]
[null,null,null,null,null,null,null,null,1503.4932522562528,49.322440977020996,30.482944932849541]
[null,null,null,null,null,null,null,null,1504.4904246812569,49.338794500960105,30.493051966480056]
[null,null,null,null,null,null,null,null,1505.4879276774936,49.355148024899208,30.503159000110571]
[null,null,null,null,null,null,null,null,1506.4857612449637,49.371501548838317,30.513266033741086]
[null,null,null,null,null,null,null,null,1507.4839253836662,49.38785507277742,30.523373067371601]
[null,null,null,null,null,null,null,null,1508.4824200936018,49.404208596716529,30.533480101002116]
[null,null,null,null,null,null,null,null,1509.4812453747702,49.420562120655639,30.543587134632631]
[null,null,null,null,null,null,null,null,1510.4804012271713,49.436915644594741,30.553694168263146]
[null,null,null,null,null,null,null,null,1511.4798876508057,49.453269168533851,30.563801201893661]
[null,null,null,null,null,null,null,null,1512.4797046456727,49.46962269247296,30.573908235524176]
[null,null,null,null,null,null,null,null,1513.4798522117724,49.485976216412062,30.58401526915469]
[null,null,null,null,null,null,null,null,1514.4803303491051,49.502329740351172,30.594122302785205]
[null,null,null,null,null,null,null,null,1515.4811390576708,49.518683264290281,30.60422933641572]
[null,null,null,null,null,null,null,null,1516.4822783374691,49.535036788229384,30.614336370046235]
[null,null,null,null,null,null,null,null,1517.4837481885004,49.551390312168493,30.62444340367675]
[null,null,null,null,null,null,null,null,1518.4855486107647,49.567743836107603,30.634550437307265]
[null,null,null,null,null,null,null,null,1519.4876796042615,49.584097360046705,30.64465747093778]
[null,null,null,null,null,null,null,null,1520.4901411689914,49.600450883985815,30.654764504568295]
[null,null,null,null,null,null,null,null,1521.4929333049542,49.616804407924924,30.66487153819881]
[null,null,null,null,null,null,null,null,1522.4960560121497,49.633157931864027,30.674978571829325]
[null,null,null,null,null,null,null,null,1523.4995092905783,49.649511455803136,30.68508560545984]
[null,null,null,null,null,null,null,null,1524.5032931402395,49.665864979742246,30.695192639090354]
[null,null,null,null,null,null,null,null,1525.5074075611335,49.682218503681348,30.705299672720869]
[null,null,null,null,null,null,null,null,1526.5118525532607,49.698572027620457,30.715406706351384]
[null,null,null,null,null,null,null,null,1527.5166281166207,49.714925551559567,30.725513739981899]
[null,null,null,null,null,null,null,null,1528.5217342512133,49.731279075498669,30.735620773612414]
[null,null,null,null,null,null,null,null,1529.5271709570391,49.747632599437779,30.745727807242929]
[null,null,null,null,null,null,null,null,1530.5329382340974,49.763986123376888,30.755834840873444]
[null,null,null,null,null,null,null,null,1531.5390360823887,49.780339647315991,30.765941874503959]
[null,null,null,null,null,null,null,null,1532.5454645019129,49.7966931712551,30.776048908134474]
[null,null,null,null,null,null,null,null,1533.55222349267,49.81304669519421,30.786155941764989]
[null,null,null,null,null,null,null,null,1534.5593130546597,49.829400219133312,30.796262975395504]
[null,null,null,null,null,null,null,null,1535.5667331878826,{"$f":"K2503*$K$1","v":49.845753743072422},30.806370009026018]
[null,null,null,null,null,null,null,null,{"$f":"J2504*K2504","v":1536.5744838923383},49.862107267011531,{"$f":"K2503+$K$5","v":30.816477042656533}]
[null,null,null,null,null,null,null,null,1537.5825651680266,49.878460790950633,30.826584076287048]
[null,null,null,null,null,null,null,null,1538.5909770149481,49.894814314889743,30.836691109917563]
[null,null,null,null,null,null,null,null,1539.5997194331023,49.911167838828852,30.846798143548078]
[null,null,null,null,null,null,null,null,1540.6087924224894,49.927521362767955,30.856905177178593]
[null,null,null,null,null,null,null,null,1541.6181959831092,49.943874886707064,30.867012210809108]
[null,null,null,null,null,null,null,null,1542.6279301149621,49.960228410646174,30.877119244439623]
[null,null,null,null,null,null,null,null,1543.6379948180477,49.976581934585276,30.887226278070138]
[null,null,null,null,null,null,null,null,1544.6483900923663,49.992935458524386,30.897333311700653]
[null,null,null,null,null,null,null,null,1545.6591159379177,50.009288982463495,30.907440345331167]
[null,null,null,null,null,null,null,null,1546.6701723547017,50.025642506402598,30.917547378961682]
[null,null,null,null,null,null,null,null,1547.6815593427189,50.041996030341707,30.927654412592197]
[null,null,null,null,null,null,null,null,1548.6932769019688,50.058349554280817,30.937761446222712]
[null,null,null,null,null,null,null,null,1549.7053250324516,50.074703078219919,30.947868479853227]
[null,null,null,null,null,null,null,null,1550.7177037341673,50.091056602159028,30.957975513483742]
[null,null,null,null,null,null,null,null,1551.7304130071159,50.107410126098138,30.968082547114257]
[null,null,null,null,null,null,null,null,1552.7434528512972,50.12376365003724,30.978189580744772]
[null,null,null,null,null,null,null,null,1553.7568232667115,50.14011717397635,30.988296614375287]
[null,null,null,null,null,null,null,null,1554.7705242533584,50.156470697915452,30.998403648005802]
[null,null,null,null,null,null,null,null,1555.7845558112385,50.172824221854562,31.008510681636317]
[null,null,null,null,null,null,null,null,1556.7989179403514,50.189177745793671,31.018617715266831]
[null,null,null,null,null,null,null,null,1557.8136106406969,50.205531269732774,31.028724748897346]
[null,null,null,null,null,null,null,null,1558.8286339122756,50.221884793671883,31.038831782527861]
[null,null,null,null,null,null,null,null,1559.843987755087,50.238238317610993,31.048938816158376]
[null,null,null,null,null,null,null,null,1560.859672169131,50.254591841550095,31.059045849788891]
[null,null,null,null,null,null,null,null,1561.8756871544083,50.270945365489204,31.069152883419406]
[null,null,null,null,null,null,null,null,1562.8920327109183,50.287298889428314,31.079259917049921]
[null,null,null,null,null,null,null,null,1563.9087088386611,50.303652413367416,31.089366950680436]
[null,null,null,null,null,null,null,null,1564.925715537637,50.320005937306526,31.099473984310951]
[null,null,null,null,null,null,null,null,1565.9430528078456,50.336359461245635,31.109581017941466]
[null,null,null,null,null,null,null,null,1566.9607206492867,50.352712985184738,31.11968805157198]
[null,null,null,null,null,null,null,null,1567.9787190619611,50.369066509123847,31.129795085202495]
[null,null,null,null,null,null,null,null,1568.9970480458683,50.385420033062957,31.13990211883301]
[null,null,null,null,null,null,null,null,1570.0157076010082,50.401773557002059,31.150009152463525]
[null,null,null,null,null,null,null,null,1571.0346977273812,50.418127080941169,31.16011618609404]
[null,null,null,null,null,null,null,null,1572.0540184249869,50.434480604880278,31.170223219724555]
[null,null,null,null,null,null,null,null,1573.0736696938254,50.45083412881938,31.18033025335507]
[null,null,null,null,null,null,null,null,1574.0936515338969,50.46718765275849,31.190437286985585]
[null,null,null,null,null,null,null,null,1575.1139639452012,50.483541176697599,31.2005443206161]
[null,null,null,null,null,null,null,null,1576.1346069277383,50.499894700636702,31.210651354246615]
[null,null,null,null,null,null,null,null,1577.1555804815084,50.516248224575811,31.22075838787713]
[null,null,null,null,null,null,null,null,1578.1768846065113,50.532601748514921,31.230865421507644]
[null,null,null,null,null,null,null,null,1579.1985193027469,50.548955272454023,31.240972455138159]
[null,null,null,null,null,null,null,null,1580.2204845702156,50.565308796393133,31.251079488768674]
[null,null,null,null,null,null,null,null,1581.2427804089173,50.581662320332242,31.261186522399189]
[null,null,null,null,null,null,null,null,1582.2654068188513,50.598015844271345,31.271293556029704]
[null,null,null,null,null,null,null,null,1583.2883638000187,50.614369368210454,31.281400589660219]
[null,null,null,null,null,null,null,null,1584.3116513524187,50.630722892149564,31.291507623290734]
[null,null,null,null,null,null,null,null,1585.3352694760515,50.647076416088666,31.301614656921249]
[null,null,null,null,null,null,null,null,1586.3592181709173,50.663429940027775,31.311721690551764]
[null,null,null,null,null,null,null,null,1587.3834974370161,50.679783463966885,31.321828724182279]
[null,null,null,null,null,null,null,null,1588.4081072743475,50.696136987905987,31.331935757812793]
[null,null,null,null,null,null,null,null,1589.4330476829118,50.712490511845097,31.342042791443308]
[null,null,null,null,null,null,null,null,1590.458318662709,50.728844035784206,31.352149825073823]
[null,null,null,null,null,null,null,null,1591.4839202137389,50.745197559723309,31.362256858704338]
[null,null,null,null,null,null,null,null,1592.509852336002,50.761551083662418,31.372363892334853]
[null,null,null,null,null,null,null,null,1593.5361150294978,50.777904607601528,31.382470925965368]
[null,null,null,null,null,null,null,null,1594.5627082942262,50.79425813154063,31.392577959595883]
[null,null,null,null,null,null,null,null,1595.589632130188,50.81061165547974,31.402684993226398]
[null,null,null,null,null,null,null,null,1596.6168865373822,50.826965179418849,31.412792026856913]
[null,null,null,null,null,null,null,null,1597.6444715158095,50.843318703357951,31.422899060487428]
[null,null,null,null,null,null,null,null,1598.6723870654696,50.859672227297061,31.433006094117943]
[null,null,null,null,null,null,null,null,1599.7006331863627,50.87602575123617,31.443113127748457]
[null,null,null,null,null,null,null,null,1600.7292098784883,{"$f":"K2567*$K$1","v":50.892379275175273},31.453220161378972]
[null,null,null,null,null,null,null,null,{"$f":"J2568*K2568","v":1601.7581171418469},50.908732799114382,{"$f":"K2567+$K$5","v":31.463327195009487}]
[null,null,null,null,null,null,null,null,1602.7873549764383,50.925086323053485,31.473434228640002]
[null,null,null,null,null,null,null,null,1603.8169233822628,50.941439846992594,31.483541262270517]
[null,null,null,null,null,null,null,null,1604.8468223593202,50.957793370931704,31.493648295901032]
[null,null,null,null,null,null,null,null,1605.8770519076102,50.974146894870806,31.503755329531547]
[null,null,null,null,null,null,null,null,1606.9076120271332,50.990500418809916,31.513862363162062]
[null,null,null,null,null,null,null,null,1607.9385027178892,51.006853942749025,31.523969396792577]
[null,null,null,null,null,null,null,null,1608.9697239798775,51.023207466688127,31.534076430423092]
[null,null,null,null,null,null,null,null,1610.0012758130993,51.039560990627237,31.544183464053607]
[null,null,null,null,null,null,null,null,1611.0331582175536,51.055914514566346,31.554290497684121]
[null,null,null,null,null,null,null,null,1612.0653711932407,51.072268038505449,31.564397531314636]
[null,null,null,null,null,null,null,null,1613.0979147401611,51.088621562444558,31.574504564945151]
[null,null,null,null,null,null,null,null,1614.130788858314,51.104975086383668,31.584611598575666]
[null,null,null,null,null,null,null,null,1615.1639935476996,51.12132861032277,31.594718632206181]
[null,null,null,null,null,null,null,null,1616.1975288083186,51.13768213426188,31.604825665836696]
[null,null,null,null,null,null,null,null,1617.2313946401703,51.154035658200989,31.614932699467211]
[null,null,null,null,null,null,null,null,1618.2655910432545,51.170389182140092,31.625039733097726]
[null,null,null,null,null,null,null,null,1619.3001180175718,51.186742706079201,31.635146766728241]
[null,null,null,null,null,null,null,null,1620.334975563122,51.203096230018311,31.645253800358756]
[null,null,null,null,null,null,null,null,1621.3701636799049,51.219449753957413,31.65536083398927]
[null,null,null,null,null,null,null,null,1622.4056823679209,51.235803277896522,31.665467867619785]
[null,null,null,null,null,null,null,null,1623.4415316271695,51.252156801835632,31.6755749012503]
[null,null,null,null,null,null,null,null,1624.4777114576511,51.268510325774734,31.685681934880815]
[null,null,null,null,null,null,null,null,1625.5142218593655,51.284863849713844,31.69578896851133]
[null,null,null,null,null,null,null,null,1626.5510628323129,51.301217373652953,31.705896002141845]
[null,null,null,null,null,null,null,null,1627.5882343764929,51.317570897592056,31.71600303577236]
[null,null,null,null,null,null,null,null,1628.6257364919061,51.333924421531165,31.726110069402875]
[null,null,null,null,null,null,null,null,1629.6635691785521,51.350277945470275,31.73621710303339]
[null,null,null,null,null,null,null,null,1630.7017324364306,51.366631469409377,31.746324136663905]
[null,null,null,null,null,null,null,null,1631.7402262655423,51.382984993348487,31.75643117029442]
[null,null,null,null,null,null,null,null,1632.7790506658869,51.399338517287596,31.766538203924934]
[null,null,null,null,null,null,null,null,1633.818205637464,51.415692041226698,31.776645237555449]
[null,null,null,null,null,null,null,null,1634.8576911802743,51.432045565165808,31.786752271185964]
[null,null,null,null,null,null,null,null,1635.8975072943174,51.448399089104917,31.796859304816479]
[null,null,null,null,null,null,null,null,1636.9376539795931,51.46475261304402,31.806966338446994]
[null,null,null,null,null,null,null,null,1637.9781312361019,51.481106136983129,31.817073372077509]
[null,null,null,null,null,null,null,null,1639.0189390638436,51.497459660922239,31.827180405708024]
[null,null,null,null,null,null,null,null,1640.0600774628181,51.513813184861341,31.837287439338539]
[null,null,null,null,null,null,null,null,1641.1015464330253,51.530166708800451,31.847394472969054]
[null,null,null,null,null,null,null,null,1642.1433459744658,51.54652023273956,31.857501506599569]
[null,null,null,null,null,null,null,null,1643.1854760871386,51.562873756678663,31.867608540230083]
[null,null,null,null,null,null,null,null,1644.2279367710446,51.579227280617772,31.877715573860598]
[null,null,null,null,null,null,null,null,1645.2707280261834,51.595580804556882,31.887822607491113]
[null,null,null,null,null,null,null,null,1646.313849852555,51.611934328495984,31.897929641121628]
[null,null,null,null,null,null,null,null,1647.3573022501596,51.628287852435093,31.908036674752143]
[null,null,null,null,null,null,null,null,1648.401085218997,51.644641376374203,31.918143708382658]
[null,null,null,null,null,null,null,null,1649.4451987590671,51.660994900313305,31.928250742013173]
[null,null,null,null,null,null,null,null,1650.4896428703703,51.677348424252415,31.938357775643688]
[null,null,null,null,null,null,null,null,1651.534417552906,51.693701948191517,31.948464809274203]
[null,null,null,null,null,null,null,null,1652.579522806675,51.710055472130627,31.958571842904718]
[null,null,null,null,null,null,null,null,1653.6249586316767,51.726408996069736,31.968678876535233]
[null,null,null,null,null,null,null,null,1654.670725027911,51.742762520008839,31.978785910165747]
[null,null,null,null,null,null,null,null,1655.7168219953785,51.759116043947948,31.988892943796262]
[null,null,null,null,null,null,null,null,1656.7632495340788,51.775469567887058,31.998999977426777]
[null,null,null,null,null,null,null,null,1657.8100076440114,51.79182309182616,32.009107011057289]
[null,null,null,null,null,null,null,null,1658.8570963251768,51.808176615765255,32.0192140446878]
[null,null,null,null,null,null,null,null,1659.9045155775755,51.824530139704358,32.029321078318311]
[null,null,null,null,null,null,null,null,1660.9522654012067,51.84088366364346,32.039428111948823]
[null,null,null,null,null,null,null,null,1662.0003457960709,51.857237187582562,32.049535145579334]
[null,null,null,null,null,null,null,null,1663.0487567621681,51.873590711521665,32.059642179209845]
[null,null,null,null,null,null,null,null,1664.0974982994981,51.889944235460767,32.069749212840357]
[null,null,null,null,null,null,null,null,1665.1465704080608,51.90629775939987,32.079856246470868]
[null,null,null,null,null,null,null,null,1666.1959730878561,51.922651283338965,32.089963280101379]
[null,null,null,null,null,null,null,null,1667.2457063388847,{"$f":"K2631*$K$1","v":51.939004807278067},32.100070313731891]
[null,null,null,null,null,null,null,null,{"$f":"J2632*K2632","v":1668.295770161146},51.95535833121717,{"$f":"K2631+$K$5","v":32.110177347362402}]
[null,null,null,null,null,null,null,null,1669.3461645546402,51.971711855156272,32.120284380992913]
[null,null,null,null,null,null,null,null,1670.3968895193673,51.988065379095374,32.130391414623425]
[null,null,null,null,null,null,null,null,1671.4479450553272,52.004418903034477,32.140498448253936]
[null,null,null,null,null,null,null,null,1672.4993311625201,52.020772426973579,32.150605481884448]
[null,null,null,null,null,null,null,null,1673.5510478409456,52.037125950912674,32.160712515514959]
[null,null,null,null,null,null,null,null,1674.603095090604,52.053479474851777,32.17081954914547]
[null,null,null,null,null,null,null,null,1675.6554729114955,52.069832998790879,32.180926582775982]
[null,null,null,null,null,null,null,null,1676.7081813036198,52.086186522729982,32.191033616406493]
[null,null,null,null,null,null,null,null,1677.7612202669768,52.102540046669084,32.201140650037004]
[null,null,null,null,null,null,null,null,1678.8145898015666,52.118893570608186,32.211247683667516]
[null,null,null,null,null,null,null,null,1679.8682899073892,52.135247094547282,32.221354717298027]
[null,null,null,null,null,null,null,null,1680.9223205844451,52.151600618486384,32.231461750928538]
[null,null,null,null,null,null,null,null,1681.9766818327334,52.167954142425486,32.24156878455905]
[null,null,null,null,null,null,null,null,1683.0313736522548,52.184307666364589,32.251675818189561]
[null,null,null,null,null,null,null,null,1684.0863960430092,52.200661190303691,32.261782851820072]
[null,null,null,null,null,null,null,null,1685.1417490049964,52.217014714242794,32.271889885450584]
[null,null,null,null,null,null,null,null,1686.1974325382164,52.233368238181896,32.281996919081095]
[null,null,null,null,null,null,null,null,1687.2534466426689,52.249721762120991,32.292103952711606]
[null,null,null,null,null,null,null,null,1688.3097913183547,52.266075286060094,32.302210986342118]
[null,null,null,null,null,null,null,null,1689.3664665652732,52.282428809999196,32.312318019972629]
[null,null,null,null,null,null,null,null,1690.4234723834245,52.298782333938298,32.322425053603141]
[null,null,null,null,null,null,null,null,1691.4808087728088,52.315135857877401,32.332532087233652]
[null,null,null,null,null,null,null,null,1692.5384757334259,52.331489381816503,32.342639120864163]
[null,null,null,null,null,null,null,null,1693.596473265276,52.347842905755606,32.352746154494675]
[null,null,null,null,null,null,null,null,1694.6548013683587,52.364196429694701,32.362853188125186]
[null,null,null,null,null,null,null,null,1695.7134600426743,52.380549953633803,32.372960221755697]
[null,null,null,null,null,null,null,null,1696.772449288223,52.396903477572906,32.383067255386209]
[null,null,null,null,null,null,null,null,1697.8317691050045,52.413257001512008,32.39317428901672]
[null,null,null,null,null,null,null,null,1698.8914194930187,52.42961052545111,32.403281322647231]
[null,null,null,null,null,null,null,null,1699.9514004522657,52.445964049390213,32.413388356277743]
[null,null,null,null,null,null,null,null,1701.0117119827455,52.462317573329308,32.423495389908254]
[null,null,null,null,null,null,null,null,1702.0723540844585,52.478671097268411,32.433602423538765]
[null,null,null,null,null,null,null,null,1703.1333267574041,52.495024621207513,32.443709457169277]
[null,null,null,null,null,null,null,null,1704.1946300015827,52.511378145146615,32.453816490799788]
[null,null,null,null,null,null,null,null,1705.2562638169943,52.527731669085718,32.463923524430299]
[null,null,null,null,null,null,null,null,1706.3182282036387,52.54408519302482,32.474030558060811]
[null,null,null,null,null,null,null,null,1707.3805231615158,52.560438716963922,32.484137591691322]
[null,null,null,null,null,null,null,null,1708.4431486906255,52.576792240903018,32.494244625321834]
[null,null,null,null,null,null,null,null,1709.5061047909685,52.59314576484212,32.504351658952345]
[null,null,null,null,null,null,null,null,1710.5693914625442,52.609499288781223,32.514458692582856]
[null,null,null,null,null,null,null,null,1711.6330087053527,52.625852812720325,32.524565726213368]
[null,null,null,null,null,null,null,null,1712.6969565193942,52.642206336659427,32.534672759843879]
[null,null,null,null,null,null,null,null,1713.7612349046685,52.65855986059853,32.54477979347439]
[null,null,null,null,null,null,null,null,1714.8258438611758,52.674913384537632,32.554886827104902]
[null,null,null,null,null,null,null,null,1715.8907833889157,52.691266908476727,32.564993860735413]
[null,null,null,null,null,null,null,null,1716.9560534878885,52.70762043241583,32.575100894365924]
[null,null,null,null,null,null,null,null,1718.0216541580944,52.723973956354932,32.585207927996436]
[null,null,null,null,null,null,null,null,1719.0875853995331,52.740327480294035,32.595314961626947]
[null,null,null,null,null,null,null,null,1720.1538472122045,52.756681004233137,32.605421995257458]
[null,null,null,null,null,null,null,null,1721.2204395961089,52.773034528172239,32.61552902888797]
[null,null,null,null,null,null,null,null,1722.2873625512461,52.789388052111342,32.625636062518481]
[null,null,null,null,null,null,null,null,1723.3546160776159,52.805741576050437,32.635743096148992]
[null,null,null,null,null,null,null,null,1724.4222001752189,52.822095099989539,32.645850129779504]
[null,null,null,null,null,null,null,null,1725.4901148440547,52.838448623928642,32.655957163410015]
[null,null,null,null,null,null,null,null,1726.5583600841233,52.854802147867744,32.666064197040527]
[null,null,null,null,null,null,null,null,1727.6269358954248,52.871155671806846,32.676171230671038]
[null,null,null,null,null,null,null,null,1728.6958422779592,52.887509195745949,32.686278264301549]
[null,null,null,null,null,null,null,null,1729.7650792317261,52.903862719685044,32.696385297932061]
[null,null,null,null,null,null,null,null,1730.8346467567262,52.920216243624147,32.706492331562572]
[null,null,null,null,null,null,null,null,1731.9045448529591,52.936569767563249,32.716599365193083]
[null,null,null,null,null,null,null,null,1732.9747735204251,52.952923291502351,32.726706398823595]
[null,null,null,null,null,null,null,null,1734.0453327591235,52.969276815441454,32.736813432454106]
[null,null,null,null,null,null,null,null,1735.1162225690553,{"$f":"K2695*$K$1","v":52.985630339380556},32.746920466084617]
[null,null,null,null,null,null,null,null,{"$f":"J2696*K2696","v":1736.1874429502195},53.001983863319658,{"$f":"K2695+$K$5","v":32.757027499715129}]
[null,null,null,null,null,null,null,null,1737.2589939026166,53.018337387258754,32.76713453334564]
[null,null,null,null,null,null,null,null,1738.3308754262466,53.034690911197856,32.777241566976151]
[null,null,null,null,null,null,null,null,1739.4030875211097,53.051044435136959,32.787348600606663]
[null,null,null,null,null,null,null,null,1740.4756301872055,53.067397959076061,32.797455634237174]
[null,null,null,null,null,null,null,null,1741.5485034245341,53.083751483015163,32.807562667867685]
[null,null,null,null,null,null,null,null,1742.6217072330958,53.100105006954266,32.817669701498197]
[null,null,null,null,null,null,null,null,1743.6952416128902,53.116458530893368,32.827776735128708]
[null,null,null,null,null,null,null,null,1744.7691065639171,53.132812054832463,32.83788376875922]
[null,null,null,null,null,null,null,null,1745.8433020861773,53.149165578771566,32.847990802389731]
[null,null,null,null,null,null,null,null,1746.9178281796703,53.165519102710668,32.858097836020242]
[null,null,null,null,null,null,null,null,1747.9926848443961,53.181872626649771,32.868204869650754]
[null,null,null,null,null,null,null,null,1749.0678720803548,53.198226150588873,32.878311903281265]
[null,null,null,null,null,null,null,null,1750.1433898875464,53.214579674527975,32.888418936911776]
[null,null,null,null,null,null,null,null,1751.2192382659705,53.230933198467071,32.898525970542288]
[null,null,null,null,null,null,null,null,1752.2954172156278,53.247286722406173,32.908633004172799]
[null,null,null,null,null,null,null,null,1753.3719267365179,53.263640246345275,32.91874003780331]
[null,null,null,null,null,null,null,null,1754.4487668286411,53.279993770284378,32.928847071433822]
[null,null,null,null,null,null,null,null,1755.525937491997,53.29634729422348,32.938954105064333]
[null,null,null,null,null,null,null,null,1756.6034387265856,53.312700818162583,32.949061138694844]
[null,null,null,null,null,null,null,null,1757.6812705324071,53.329054342101685,32.959168172325356]
[null,null,null,null,null,null,null,null,1758.7594329094613,53.34540786604078,32.969275205955867]
[null,null,null,null,null,null,null,null,1759.8379258577486,53.361761389979883,32.979382239586378]
[null,null,null,null,null,null,null,null,1760.9167493772688,53.378114913918985,32.98948927321689]
[null,null,null,null,null,null,null,null,1761.9959034680219,53.394468437858087,32.999596306847401]
[null,null,null,null,null,null,null,null,1763.0753881300077,53.41082196179719,33.009703340477913]
[null,null,null,null,null,null,null,null,1764.1552033632265,53.427175485736292,33.019810374108424]
[null,null,null,null,null,null,null,null,1765.2353491676781,53.443529009675395,33.029917407738935]
[null,null,null,null,null,null,null,null,1766.3158255433623,53.45988253361449,33.040024441369447]
[null,null,null,null,null,null,null,null,1767.3966324902797,53.476236057553592,33.050131474999958]
[null,null,null,null,null,null,null,null,1768.4777700084298,53.492589581492695,33.060238508630469]
[null,null,null,null,null,null,null,null,1769.5592380978128,53.508943105431797,33.070345542260981]
[null,null,null,null,null,null,null,null,1770.6410367584288,53.525296629370899,33.080452575891492]
[null,null,null,null,null,null,null,null,1771.7231659902775,53.541650153310002,33.090559609522003]
[null,null,null,null,null,null,null,null,1772.805625793359,53.558003677249097,33.100666643152515]
[null,null,null,null,null,null,null,null,1773.8884161676733,53.574357201188199,33.110773676783026]
[null,null,null,null,null,null,null,null,1774.9715371132206,53.590710725127302,33.120880710413537]
[null,null,null,null,null,null,null,null,1776.0549886300009,53.607064249066404,33.130987744044049]
[null,null,null,null,null,null,null,null,1777.138770718014,53.623417773005507,33.14109477767456]
[null,null,null,null,null,null,null,null,1778.2228833772599,53.639771296944609,33.151201811305071]
[null,null,null,null,null,null,null,null,1779.3073266077388,53.656124820883711,33.161308844935583]
[null,null,null,null,null,null,null,null,1780.39210040945,53.672478344822807,33.171415878566094]
[null,null,null,null,null,null,null,null,1781.4772047823947,53.688831868761909,33.181522912196606]
[null,null,null,null,null,null,null,null,1782.5626397265719,53.705185392701011,33.191629945827117]
[null,null,null,null,null,null,null,null,1783.6484052419821,53.721538916640114,33.201736979457628]
[null,null,null,null,null,null,null,null,1784.7345013286251,53.737892440579216,33.21184401308814]
[null,null,null,null,null,null,null,null,1785.8209279865011,53.754245964518319,33.221951046718651]
[null,null,null,null,null,null,null,null,1786.9076852156099,53.770599488457421,33.232058080349162]
[null,null,null,null,null,null,null,null,1787.9947730159513,53.786953012396516,33.242165113979674]
[null,null,null,null,null,null,null,null,1789.0821913875259,53.803306536335619,33.252272147610185]
[null,null,null,null,null,null,null,null,1790.1699403303332,53.819660060274721,33.262379181240696]
[null,null,null,null,null,null,null,null,1791.2580198443736,53.836013584213823,33.272486214871208]
[null,null,null,null,null,null,null,null,1792.3464299296465,53.852367108152926,33.282593248501719]
[null,null,null,null,null,null,null,null,1793.4351705861525,53.868720632092028,33.29270028213223]
[null,null,null,null,null,null,null,null,1794.5242418138912,53.885074156031123,33.302807315762742]
[null,null,null,null,null,null,null,null,1795.6136436128629,53.901427679970226,33.312914349393253]
[null,null,null,null,null,null,null,null,1796.7033759830674,53.917781203909328,33.323021383023764]
[null,null,null,null,null,null,null,null,1797.7934389245047,53.934134727848431,33.333128416654276]
[null,null,null,null,null,null,null,null,1798.883832437175,53.950488251787533,33.343235450284787]
[null,null,null,null,null,null,null,null,1799.9745565210781,53.966841775726635,33.353342483915299]
[null,null,null,null,null,null,null,null,1801.0656111762141,53.983195299665738,33.36344951754581]
[null,null,null,null,null,null,null,null,1802.1569964025828,53.999548823604833,33.373556551176321]
[null,null,null,null,null,null,null,null,1803.2487122001844,54.015902347543935,33.383663584806833]
[null,null,null,null,null,null,null,null,1804.340758569019,{"$f":"K2759*$K$1","v":54.032255871483038},33.393770618437344]
[null,null,null,null,null,null,null,null,{"$f":"J2760*K2760","v":1805.4331355090862},54.04860939542214,{"$f":"K2759+$K$5","v":33.403877652067855}]
[null,null,null,null,null,null,null,null,1806.5258430203867,54.064962919361243,33.413984685698367]
[null,null,null,null,null,null,null,null,1807.6188811029197,54.081316443300345,33.424091719328878]
[null,null,null,null,null,null,null,null,1808.7122497566857,54.097669967239447,33.434198752959389]
[null,null,null,null,null,null,null,null,1809.8059489816844,54.114023491178543,33.444305786589901]
[null,null,null,null,null,null,null,null,1810.899978777916,54.130377015117645,33.454412820220412]
[null,null,null,null,null,null,null,null,1811.9943391453805,54.146730539056747,33.464519853850923]
[null,null,null,null,null,null,null,null,1813.0890300840781,54.16308406299585,33.474626887481435]
[null,null,null,null,null,null,null,null,1814.1840515940085,54.179437586934952,33.484733921111946]
[null,null,null,null,null,null,null,null,1815.2794036751716,54.195791110874055,33.494840954742457]
[null,null,null,null,null,null,null,null,1816.3750863275675,54.212144634813157,33.504947988372969]
[null,null,null,null,null,null,null,null,1817.4710995511962,54.228498158752252,33.51505502200348]
[null,null,null,null,null,null,null,null,1818.5674433460579,54.244851682691355,33.525162055633992]
[null,null,null,null,null,null,null,null,1819.6641177121526,54.261205206630457,33.535269089264503]
[null,null,null,null,null,null,null,null,1820.7611226494798,54.277558730569559,33.545376122895014]
[null,null,null,null,null,null,null,null,1821.8584581580403,54.293912254508662,33.555483156525526]
[null,null,null,null,null,null,null,null,1822.9561242378334,54.310265778447764,33.565590190156037]
[null,null,null,null,null,null,null,null,1824.0541208888592,54.32661930238686,33.575697223786548]
[null,null,null,null,null,null,null,null,1825.152448111118,54.342972826325962,33.58580425741706]
[null,null,null,null,null,null,null,null,1826.2511059046099,54.359326350265064,33.595911291047571]
[null,null,null,null,null,null,null,null,1827.3500942693345,54.375679874204167,33.606018324678082]
[null,null,null,null,null,null,null,null,1828.4494132052919,54.392033398143269,33.616125358308594]
[null,null,null,null,null,null,null,null,1829.5490627124823,54.408386922082371,33.626232391939105]
[null,null,null,null,null,null,null,null,1830.6490427909055,54.424740446021474,33.636339425569616]
[null,null,null,null,null,null,null,null,1831.7493534405612,54.441093969960569,33.646446459200128]
[null,null,null,null,null,null,null,null,1832.8499946614502,54.457447493899672,33.656553492830639]
[null,null,null,null,null,null,null,null,1833.9509664535719,54.473801017838774,33.66666052646115]
[null,null,null,null,null,null,null,null,1835.0522688169265,54.490154541777876,33.676767560091662]
[null,null,null,null,null,null,null,null,1836.153901751514,54.506508065716979,33.686874593722173]
[null,null,null,null,null,null,null,null,1837.2558652573343,54.522861589656081,33.696981627352685]
[null,null,null,null,null,null,null,null,1838.3581593343877,54.539215113595183,33.707088660983196]
[null,null,null,null,null,null,null,null,1839.4607839826733,54.555568637534279,33.717195694613707]
[null,null,null,null,null,null,null,null,1840.5637392021922,54.571922161473381,33.727302728244219]
[null,null,null,null,null,null,null,null,1841.6670249929441,54.588275685412484,33.73740976187473]
[null,null,null,null,null,null,null,null,1842.7706413549288,54.604629209351586,33.747516795505241]
[null,null,null,null,null,null,null,null,1843.8745882881462,54.620982733290688,33.757623829135753]
[null,null,null,null,null,null,null,null,1844.9788657925967,54.637336257229791,33.767730862766264]
[null,null,null,null,null,null,null,null,1846.0834738682795,54.653689781168886,33.777837896396775]
[null,null,null,null,null,null,null,null,1847.1884125151958,54.670043305107988,33.787944930027287]
[null,null,null,null,null,null,null,null,1848.2936817333446,54.686396829047091,33.798051963657798]
[null,null,null,null,null,null,null,null,1849.3992815227264,54.702750352986193,33.808158997288309]
[null,null,null,null,null,null,null,null,1850.505211883341,54.719103876925296,33.818266030918821]
[null,null,null,null,null,null,null,null,1851.6114728151886,54.735457400864398,33.828373064549332]
[null,null,null,null,null,null,null,null,1852.7180643182689,54.7518109248035,33.838480098179843]
[null,null,null,null,null,null,null,null,1853.8249863925819,54.768164448742596,33.848587131810355]
[null,null,null,null,null,null,null,null,1854.932239038128,54.784517972681698,33.858694165440866]
[null,null,null,null,null,null,null,null,1856.039822254907,54.8008714966208,33.868801199071378]
[null,null,null,null,null,null,null,null,1857.147736042919,54.817225020559903,33.878908232701889]
[null,null,null,null,null,null,null,null,1858.2559804021635,54.833578544499005,33.8890152663324]
[null,null,null,null,null,null,null,null,1859.364555332641,54.849932068438108,33.899122299962912]
[null,null,null,null,null,null,null,null,1860.4734608343515,54.86628559237721,33.909229333593423]
[null,null,null,null,null,null,null,null,1861.5826969072946,54.882639116316305,33.919336367223934]
[null,null,null,null,null,null,null,null,1862.6922635514707,54.898992640255408,33.929443400854446]
[null,null,null,null,null,null,null,null,1863.8021607668795,54.91534616419451,33.939550434484957]
[null,null,null,null,null,null,null,null,1864.9123885535214,54.931699688133612,33.949657468115468]
[null,null,null,null,null,null,null,null,1866.022946911396,54.948053212072715,33.95976450174598]
[null,null,null,null,null,null,null,null,1867.1338358405037,54.964406736011817,33.969871535376491]
[null,null,null,null,null,null,null,null,1868.2450553408439,54.980760259950912,33.979978569007002]
[null,null,null,null,null,null,null,null,1869.3566054124171,54.997113783890015,33.990085602637514]
[null,null,null,null,null,null,null,null,1870.4684860552234,55.013467307829117,34.000192636268025]
[null,null,null,null,null,null,null,null,1871.5806972692624,55.02982083176822,34.010299669898536]
[null,null,null,null,null,null,null,null,1872.6932390545342,55.046174355707322,34.020406703529048]
[null,null,null,null,null,null,null,null,1873.806111411039,55.062527879646424,34.030513737159559]
[null,null,null,null,null,null,null,null,1874.9193143387765,{"$f":"K2823*$K$1","v":55.078881403585527},34.040620770790071]
[null,null,null,null,null,null,null,null,{"$f":"J2824*K2824","v":1876.0328478377467},55.095234927524622,{"$f":"K2823+$K$5","v":34.050727804420582}]
[null,null,null,null,null,null,null,null,1877.14671190795,55.111588451463724,34.060834838051093]
[null,null,null,null,null,null,null,null,1878.2609065493862,55.127941975402827,34.070941871681605]
[null,null,null,null,null,null,null,null,1879.3754317620551,55.144295499341929,34.081048905312116]
[null,null,null,null,null,null,null,null,1880.490287545957,55.160649023281032,34.091155938942627]
[null,null,null,null,null,null,null,null,1881.6054739010917,55.177002547220134,34.101262972573139]
[null,null,null,null,null,null,null,null,1882.7209908274592,55.193356071159236,34.11137000620365]
[null,null,null,null,null,null,null,null,1883.8368383250595,55.209709595098332,34.121477039834161]
[null,null,null,null,null,null,null,null,1884.9530163938928,55.226063119037434,34.131584073464673]
[null,null,null,null,null,null,null,null,1886.0695250339591,55.242416642976536,34.141691107095184]
[null,null,null,null,null,null,null,null,1887.1863642452581,55.258770166915639,34.151798140725695]
[null,null,null,null,null,null,null,null,1888.30353402779,55.275123690854741,34.161905174356207]
[null,null,null,null,null,null,null,null,1889.4210343815546,55.291477214793844,34.172012207986718]
[null,null,null,null,null,null,null,null,1890.538865306552,55.307830738732939,34.182119241617229]
[null,null,null,null,null,null,null,null,1891.6570268027826,55.324184262672041,34.192226275247741]
[null,null,null,null,null,null,null,null,1892.7755188702458,55.340537786611144,34.202333308878252]
[null,null,null,null,null,null,null,null,1893.894341508942,55.356891310550246,34.212440342508764]
[null,null,null,null,null,null,null,null,1895.013494718871,55.373244834489348,34.222547376139275]
[null,null,null,null,null,null,null,null,1896.132978500033,55.389598358428451,34.232654409769786]
[null,null,null,null,null,null,null,null,1897.2527928524278,55.405951882367553,34.242761443400298]
[null,null,null,null,null,null,null,null,1898.3729377760551,55.422305406306648,34.252868477030809]
[null,null,null,null,null,null,null,null,1899.4934132709157,55.438658930245751,34.26297551066132]
[null,null,null,null,null,null,null,null,1900.614219337009,55.455012454184853,34.273082544291832]
[null,null,null,null,null,null,null,null,1901.7353559743353,55.471365978123956,34.283189577922343]
[null,null,null,null,null,null,null,null,1902.8568231828942,55.487719502063058,34.293296611552854]
[null,null,null,null,null,null,null,null,1903.9786209626861,55.50407302600216,34.303403645183366]
[null,null,null,null,null,null,null,null,1905.100749313711,55.520426549941263,34.313510678813877]
[null,null,null,null,null,null,null,null,1906.2232082359685,55.536780073880358,34.323617712444388]
[null,null,null,null,null,null,null,null,1907.345997729459,55.55313359781946,34.3337247460749]
[null,null,null,null,null,null,null,null,1908.4691177941822,55.569487121758563,34.343831779705411]
[null,null,null,null,null,null,null,null,1909.5925684301385,55.585840645697665,34.353938813335922]
[null,null,null,null,null,null,null,null,1910.7163496373275,55.602194169636768,34.364045846966434]
[null,null,null,null,null,null,null,null,1911.8404614157496,55.61854769357587,34.374152880596945]
[null,null,null,null,null,null,null,null,1912.9649037654042,55.634901217514965,34.384259914227457]
[null,null,null,null,null,null,null,null,1914.0896766862918,55.651254741454068,34.394366947857968]
[null,null,null,null,null,null,null,null,1915.2147801784124,55.66760826539317,34.404473981488479]
[null,null,null,null,null,null,null,null,1916.3402142417658,55.683961789332272,34.414581015118991]
[null,null,null,null,null,null,null,null,1917.465978876352,55.700315313271375,34.424688048749502]
[null,null,null,null,null,null,null,null,1918.5920740821712,55.716668837210477,34.434795082380013]
[null,null,null,null,null,null,null,null,1919.7184998592231,55.73302236114958,34.444902116010525]
[null,null,null,null,null,null,null,null,1920.8452562075076,55.749375885088675,34.455009149641036]
[null,null,null,null,null,null,null,null,1921.9723431270254,55.765729409027777,34.465116183271547]
[null,null,null,null,null,null,null,null,1923.0997606177759,55.78208293296688,34.475223216902059]
[null,null,null,null,null,null,null,null,1924.2275086797592,55.798436456905982,34.48533025053257]
[null,null,null,null,null,null,null,null,1925.3555873129756,55.814789980845084,34.495437284163081]
[null,null,null,null,null,null,null,null,1926.4839965174247,55.831143504784187,34.505544317793593]
[null,null,null,null,null,null,null,null,1927.6127362931065,55.847497028723289,34.515651351424104]
[null,null,null,null,null,null,null,null,1928.7418066400212,55.863850552662385,34.525758385054615]
[null,null,null,null,null,null,null,null,1929.8712075581689,55.880204076601487,34.535865418685127]
[null,null,null,null,null,null,null,null,1931.0009390475495,55.896557600540589,34.545972452315638]
[null,null,null,null,null,null,null,null,1932.131001108163,55.912911124479692,34.55607948594615]
[null,null,null,null,null,null,null,null,1933.2613937400092,55.929264648418794,34.566186519576661]
[null,null,null,null,null,null,null,null,1934.3921169430885,55.945618172357896,34.576293553207172]
[null,null,null,null,null,null,null,null,1935.5231707174003,55.961971696296999,34.586400586837684]
[null,null,null,null,null,null,null,null,1936.6545550629451,55.978325220236094,34.596507620468195]
[null,null,null,null,null,null,null,null,1937.7862699797226,55.994678744175197,34.606614654098706]
[null,null,null,null,null,null,null,null,1938.9183154677332,56.011032268114299,34.616721687729218]
[null,null,null,null,null,null,null,null,1940.0506915269768,56.027385792053401,34.626828721359729]
[null,null,null,null,null,null,null,null,1941.183398157453,56.043739315992504,34.63693575499024]
[null,null,null,null,null,null,null,null,1942.3164353591621,56.060092839931606,34.647042788620752]
[null,null,null,null,null,null,null,null,1943.4498031321039,56.076446363870701,34.657149822251263]
[null,null,null,null,null,null,null,null,1944.5835014762788,56.092799887809804,34.667256855881774]
[null,null,null,null,null,null,null,null,1945.7175303916865,56.109153411748906,34.677363889512286]
[null,null,null,null,null,null,null,null,1946.8518898783273,{"$f":"K2887*$K$1","v":56.125506935688009},34.687470923142797]
[null,null,null,null,null,null,null,null,{"$f":"J2888*K2888","v":1947.9865799362005},56.141860459627111,{"$f":"K2887+$K$5","v":34.697577956773308}]
[null,null,null,null,null,null,null,null,1949.1216005653071,56.158213983566213,34.70768499040382]
[null,null,null,null,null,null,null,null,1950.2569517656461,56.174567507505316,34.717792024034331]
[null,null,null,null,null,null,null,null,1951.392633537218,56.190921031444411,34.727899057664843]
[null,null,null,null,null,null,null,null,1952.5286458800229,56.207274555383513,34.738006091295354]
[null,null,null,null,null,null,null,null,1953.6649887940605,56.223628079322616,34.748113124925865]
[null,null,null,null,null,null,null,null,1954.8016622793311,56.239981603261718,34.758220158556377]
[null,null,null,null,null,null,null,null,1955.9386663358348,56.256335127200821,34.768327192186888]
[null,null,null,null,null,null,null,null,1957.076000963571,56.272688651139923,34.778434225817399]
[null,null,null,null,null,null,null,null,1958.2136661625402,56.289042175079025,34.788541259447911]
[null,null,null,null,null,null,null,null,1959.351661932742,56.305395699018121,34.798648293078422]
[null,null,null,null,null,null,null,null,1960.489988274177,56.321749222957223,34.808755326708933]
[null,null,null,null,null,null,null,null,1961.6286451868448,56.338102746896325,34.818862360339445]
[null,null,null,null,null,null,null,null,1962.7676326707453,56.354456270835428,34.828969393969956]
[null,null,null,null,null,null,null,null,1963.9069507258789,56.37080979477453,34.839076427600467]
[null,null,null,null,null,null,null,null,1965.0465993522453,56.387163318713633,34.849183461230979]
[null,null,null,null,null,null,null,null,1966.1865785498442,56.403516842652728,34.85929049486149]
[null,null,null,null,null,null,null,null,1967.3268883186763,56.41987036659183,34.869397528492001]
[null,null,null,null,null,null,null,null,1968.4675286587412,56.436223890530933,34.879504562122513]
[null,null,null,null,null,null,null,null,1969.6084995700389,56.452577414470035,34.889611595753024]
[null,null,null,null,null,null,null,null,1970.7498010525696,56.468930938409137,34.899718629383536]
[null,null,null,null,null,null,null,null,1971.8914331063331,56.48528446234824,34.909825663014047]
[null,null,null,null,null,null,null,null,1973.0333957313296,56.501637986287342,34.919932696644558]
[null,null,null,null,null,null,null,null,1974.1756889275584,56.517991510226437,34.93003973027507]
[null,null,null,null,null,null,null,null,1975.3183126950207,56.53434503416554,34.940146763905581]
[null,null,null,null,null,null,null,null,1976.4612670337156,56.550698558104642,34.950253797536092]
[null,null,null,null,null,null,null,null,1977.6045519436434,56.567052082043745,34.960360831166604]
[null,null,null,null,null,null,null,null,1978.748167424804,56.583405605982847,34.970467864797115]
[null,null,null,null,null,null,null,null,1979.8921134771977,56.599759129921949,34.980574898427626]
[null,null,null,null,null,null,null,null,1981.0363901008241,56.616112653861052,34.990681932058138]
[null,null,null,null,null,null,null,null,1982.180997295683,56.632466177800147,35.000788965688649]
[null,null,null,null,null,null,null,null,1983.3259350617752,56.648819701739249,35.01089599931916]
[null,null,null,null,null,null,null,null,1984.4712033991002,56.665173225678352,35.021003032949672]
[null,null,null,null,null,null,null,null,1985.616802307658,56.681526749617454,35.031110066580183]
[null,null,null,null,null,null,null,null,1986.7627317874487,56.697880273556557,35.041217100210694]
[null,null,null,null,null,null,null,null,1987.9089918384723,56.714233797495659,35.051324133841206]
[null,null,null,null,null,null,null,null,1989.0555824607284,56.730587321434754,35.061431167471717]
[null,null,null,null,null,null,null,null,1990.2025036542177,56.746940845373857,35.071538201102229]
[null,null,null,null,null,null,null,null,1991.3497554189398,56.763294369312959,35.08164523473274]
[null,null,null,null,null,null,null,null,1992.4973377548947,56.779647893252061,35.091752268363251]
[null,null,null,null,null,null,null,null,1993.6452506620826,56.796001417191164,35.101859301993763]
[null,null,null,null,null,null,null,null,1994.7934941405033,56.812354941130266,35.111966335624274]
[null,null,null,null,null,null,null,null,1995.9420681901568,56.828708465069369,35.122073369254785]
[null,null,null,null,null,null,null,null,1997.090972811043,56.845061989008464,35.132180402885297]
[null,null,null,null,null,null,null,null,1998.2402080031623,56.861415512947566,35.142287436515808]
[null,null,null,null,null,null,null,null,1999.3897737665145,56.877769036886669,35.152394470146319]
[null,null,null,null,null,null,null,null,2000.5396701010995,56.894122560825771,35.162501503776831]
[null,null,null,null,null,null,null,null,2001.6898970069174,56.910476084764873,35.172608537407342]
[null,null,null,null,null,null,null,null,2002.8404544839682,56.926829608703976,35.182715571037853]
[null,null,null,null,null,null,null,null,2003.9913425322516,56.943183132643078,35.192822604668365]
[null,null,null,null,null,null,null,null,2005.1425611517679,56.959536656582173,35.202929638298876]
[null,null,null,null,null,null,null,null,2006.2941103425171,56.975890180521276,35.213036671929387]
[null,null,null,null,null,null,null,null,2007.4459901044993,56.992243704460378,35.223143705559899]
[null,null,null,null,null,null,null,null,2008.5982004377145,57.008597228399481,35.23325073919041]
[null,null,null,null,null,null,null,null,2009.7507413421622,57.024950752338583,35.243357772820922]
[null,null,null,null,null,null,null,null,2010.9036128178429,57.041304276277685,35.253464806451433]
[null,null,null,null,null,null,null,null,2012.0568148647565,57.057657800216781,35.263571840081944]
[null,null,null,null,null,null,null,null,2013.2103474829028,57.074011324155883,35.273678873712456]
[null,null,null,null,null,null,null,null,2014.3642106722821,57.090364848094985,35.283785907342967]
[null,null,null,null,null,null,null,null,2015.5184044328944,57.106718372034088,35.293892940973478]
[null,null,null,null,null,null,null,null,2016.6729287647395,57.12307189597319,35.30399997460399]
[null,null,null,null,null,null,null,null,2017.8277836678174,57.139425419912293,35.314107008234501]
[null,null,null,null,null,null,null,null,2018.982969142128,57.155778943851395,35.324214041865012]
[null,null,null,null,null,null,null,null,2020.1384851876714,{"$f":"K2951*$K$1","v":57.17213246779049},35.334321075495524]
[null,null,null,null,null,null,null,null,{"$f":"J2952*K2952","v":2021.2943318044479},57.188485991729593,{"$f":"K2951+$K$5","v":35.344428109126035}]
[null,null,null,null,null,null,null,null,2022.4505089924573,57.204839515668695,35.354535142756546]
[null,null,null,null,null,null,null,null,2023.6070167516993,57.221193039607797,35.364642176387058]
[null,null,null,null,null,null,null,null,2024.7638550821746,57.2375465635469,35.374749210017569]
[null,null,null,null,null,null,null,null,2025.9210239838824,57.253900087486002,35.38485624364808]
[null,null,null,null,null,null,null,null,2027.0785234568232,57.270253611425105,35.394963277278592]
[null,null,null,null,null,null,null,null,2028.2363535009965,57.2866071353642,35.405070310909103]
[null,null,null,null,null,null,null,null,2029.3945141164031,57.302960659303302,35.415177344539615]
[null,null,null,null,null,null,null,null,2030.5530053030425,57.319314183242405,35.425284378170126]
[null,null,null,null,null,null,null,null,2031.7118270609146,57.335667707181507,35.435391411800637]
[null,null,null,null,null,null,null,null,2032.8709793900198,57.352021231120609,35.445498445431149]
[null,null,null,null,null,null,null,null,2034.0304622903577,57.368374755059712,35.45560547906166]
[null,null,null,null,null,null,null,null,2035.1902757619282,57.384728278998807,35.465712512692171]
[null,null,null,null,null,null,null,null,2036.3504198047319,57.40108180293791,35.475819546322683]
[null,null,null,null,null,null,null,null,2037.5108944187684,57.417435326877012,35.485926579953194]
[null,null,null,null,null,null,null,null,2038.6716996040379,57.433788850816114,35.496033613583705]
[null,null,null,null,null,null,null,null,2039.83283536054,57.450142374755217,35.506140647214217]
[null,null,null,null,null,null,null,null,2040.9943016882751,57.466495898694319,35.516247680844728]
[null,null,null,null,null,null,null,null,2042.1560985872432,57.482849422633421,35.526354714475239]
[null,null,null,null,null,null,null,null,2043.3182260574438,57.499202946572517,35.536461748105751]
[null,null,null,null,null,null,null,null,2044.4806840988774,57.515556470511619,35.546568781736262]
[null,null,null,null,null,null,null,null,2045.6434727115438,57.531909994450722,35.556675815366773]
[null,null,null,null,null,null,null,null,2046.8065918954433,57.548263518389824,35.566782848997285]
[null,null,null,null,null,null,null,null,2047.9700416505757,57.564617042328926,35.576889882627796]
[null,null,null,null,null,null,null,null,2049.1338219769409,57.580970566268029,35.586996916258308]
[null,null,null,null,null,null,null,null,2050.2979328745387,57.597324090207131,35.597103949888819]
[null,null,null,null,null,null,null,null,2051.4623743433694,57.613677614146226,35.60721098351933]
[null,null,null,null,null,null,null,null,2052.6271463834328,57.630031138085329,35.617318017149842]
[null,null,null,null,null,null,null,null,2053.7922489947296,57.646384662024431,35.627425050780353]
[null,null,null,null,null,null,null,null,2054.9576821772589,57.662738185963534,35.637532084410864]
[null,null,null,null,null,null,null,null,2056.1234459310213,57.679091709902636,35.647639118041376]
[null,null,null,null,null,null,null,null,2057.2895402560162,57.695445233841738,35.657746151671887]
[null,null,null,null,null,null,null,null,2058.4559651522445,57.711798757780841,35.667853185302398]
[null,null,null,null,null,null,null,null,2059.622720619705,57.728152281719936,35.67796021893291]
[null,null,null,null,null,null,null,null,2060.7898066583984,57.744505805659038,35.688067252563421]
[null,null,null,null,null,null,null,null,2061.9572232683254,57.760859329598141,35.698174286193932]
[null,null,null,null,null,null,null,null,2063.1249704494849,57.777212853537243,35.708281319824444]
[null,null,null,null,null,null,null,null,2064.2930482018769,57.793566377476346,35.718388353454955]
[null,null,null,null,null,null,null,null,2065.4614565255019,57.809919901415448,35.728495387085466]
[null,null,null,null,null,null,null,null,2066.63019542036,57.826273425354543,35.738602420715978]
[null,null,null,null,null,null,null,null,2067.7992648864506,57.842626949293646,35.748709454346489]
[null,null,null,null,null,null,null,null,2068.9686649237747,57.858980473232748,35.758816487977001]
[null,null,null,null,null,null,null,null,2070.1383955323313,57.87533399717185,35.768923521607512]
[null,null,null,null,null,null,null,null,2071.3084567121205,57.891687521110953,35.779030555238023]
[null,null,null,null,null,null,null,null,2072.4788484631426,57.908041045050055,35.789137588868535]
[null,null,null,null,null,null,null,null,2073.6495707853978,57.924394568989158,35.799244622499046]
[null,null,null,null,null,null,null,null,2074.820623678886,57.940748092928253,35.809351656129557]
[null,null,null,null,null,null,null,null,2075.9920071436068,57.957101616867355,35.819458689760069]
[null,null,null,null,null,null,null,null,2077.1637211795605,57.973455140806458,35.82956572339058]
[null,null,null,null,null,null,null,null,2078.3357657867473,57.98980866474556,35.839672757021091]
[null,null,null,null,null,null,null,null,2079.5081409651666,58.006162188684662,35.849779790651603]
[null,null,null,null,null,null,null,null,2080.6808467148189,58.022515712623765,35.859886824282114]
[null,null,null,null,null,null,null,null,2081.8538830357043,58.038869236562867,35.869993857912625]
[null,null,null,null,null,null,null,null,2083.0272499278217,58.055222760501962,35.880100891543137]
[null,null,null,null,null,null,null,null,2084.2009473911726,58.071576284441065,35.890207925173648]
[null,null,null,null,null,null,null,null,2085.3749754257565,58.087929808380167,35.900314958804159]
[null,null,null,null,null,null,null,null,2086.5493340315734,58.10428333231927,35.910421992434671]
[null,null,null,null,null,null,null,null,2087.7240232086228,58.120636856258372,35.920529026065182]
[null,null,null,null,null,null,null,null,2088.8990429569049,58.136990380197474,35.930636059695694]
[null,null,null,null,null,null,null,null,2090.0743932764199,58.15334390413657,35.940743093326205]
[null,null,null,null,null,null,null,null,2091.2500741671679,58.169697428075672,35.950850126956716]
[null,null,null,null,null,null,null,null,2092.4260856291489,58.186050952014774,35.960957160587228]
[null,null,null,null,null,null,null,null,2093.602427662363,58.202404475953877,35.971064194217739]
[null,null,null,null,null,null,null,null,2094.7791002668096,{"$f":"K3015*$K$1","v":58.218757999892979},35.98117122784825]
[null,null,null,null,null,null,null,null,{"$f":"J3016*K3016","v":2095.9561034424887},58.235111523832082,{"$f":"K3015+$K$5","v":35.991278261478762}]
[null,null,null,null,null,null,null,null,2097.1334371894013,58.251465047771184,36.001385295109273]
[null,null,null,null,null,null,null,null,2098.3111015075465,58.267818571710279,36.011492328739784]
[null,null,null,null,null,null,null,null,2099.4890963969242,58.284172095649382,36.021599362370296]
[null,null,null,null,null,null,null,null,2100.6674218575354,58.300525619588484,36.031706396000807]
[null,null,null,null,null,null,null,null,2101.8460778893791,58.316879143527586,36.041813429631318]
[null,null,null,null,null,null,null,null,2103.0250644924558,58.333232667466689,36.05192046326183]
[null,null,null,null,null,null,null,null,2104.2043816667651,58.349586191405791,36.062027496892341]
[null,null,null,null,null,null,null,null,2105.3840294123079,58.365939715344894,36.072134530522852]
[null,null,null,null,null,null,null,null,2106.5640077290827,58.382293239283989,36.082241564153364]
[null,null,null,null,null,null,null,null,2107.7443166170906,58.398646763223091,36.092348597783875]
[null,null,null,null,null,null,null,null,2108.9249560763319,58.415000287162194,36.102455631414387]
[null,null,null,null,null,null,null,null,2110.1059261068058,58.431353811101296,36.112562665044898]
[null,null,null,null,null,null,null,null,2111.2872267085122,58.447707335040398,36.122669698675409]
[null,null,null,null,null,null,null,null,2112.4688578814516,58.464060858979501,36.132776732305921]
[null,null,null,null,null,null,null,null,2113.6508196256241,58.480414382918596,36.142883765936432]
[null,null,null,null,null,null,null,null,2114.8331119410291,58.496767906857698,36.152990799566943]
[null,null,null,null,null,null,null,null,2116.0157348276675,58.513121430796801,36.163097833197455]
[null,null,null,null,null,null,null,null,2117.1986882855385,58.529474954735903,36.173204866827966]
[null,null,null,null,null,null,null,null,2118.3819723146421,58.545828478675006,36.183311900458477]
[null,null,null,null,null,null,null,null,2119.5655869149787,58.562182002614108,36.193418934088989]
[null,null,null,null,null,null,null,null,2120.7495320865482,58.57853552655321,36.2035259677195]
[null,null,null,null,null,null,null,null,2121.9338078293504,58.594889050492306,36.213633001350011]
[null,null,null,null,null,null,null,null,2123.118414143386,58.611242574431408,36.223740034980523]
[null,null,null,null,null,null,null,null,2124.3033510286541,58.62759609837051,36.233847068611034]
[null,null,null,null,null,null,null,null,2125.4886184851548,58.643949622309613,36.243954102241545]
[null,null,null,null,null,null,null,null,2126.674216512889,58.660303146248715,36.254061135872057]
[null,null,null,null,null,null,null,null,2127.8601451118557,58.676656670187818,36.264168169502568]
[null,null,null,null,null,null,null,null,2129.0464042820554,58.69301019412692,36.27427520313308]
[null,null,null,null,null,null,null,null,2130.2329940234872,58.709363718066015,36.284382236763591]
[null,null,null,null,null,null,null,null,2131.4199143361525,58.725717242005118,36.294489270394102]
[null,null,null,null,null,null,null,null,2132.6071652200508,58.74207076594422,36.304596304024614]
[null,null,null,null,null,null,null,null,2133.7947466751821,58.758424289883322,36.314703337655125]
[null,null,null,null,null,null,null,null,2134.9826587015459,58.774777813822425,36.324810371285636]
[null,null,null,null,null,null,null,null,2136.1709012991423,58.791131337761527,36.334917404916148]
[null,null,null,null,null,null,null,null,2137.3594744679717,58.807484861700623,36.345024438546659]
[null,null,null,null,null,null,null,null,2138.5483782080341,58.823838385639725,36.35513147217717]
[null,null,null,null,null,null,null,null,2139.7376125193296,58.840191909578827,36.365238505807682]
[null,null,null,null,null,null,null,null,2140.927177401858,58.85654543351793,36.375345539438193]
[null,null,null,null,null,null,null,null,2142.117072855619,58.872898957457032,36.385452573068704]
[null,null,null,null,null,null,null,null,2143.3072988806125,58.889252481396134,36.395559606699216]
[null,null,null,null,null,null,null,null,2144.4978554768395,58.905606005335237,36.405666640329727]
[null,null,null,null,null,null,null,null,2145.6887426442991,58.921959529274332,36.415773673960238]
[null,null,null,null,null,null,null,null,2146.8799603829912,58.938313053213435,36.42588070759075]
[null,null,null,null,null,null,null,null,2148.0715086929167,58.954666577152537,36.435987741221261]
[null,null,null,null,null,null,null,null,2149.2633875740748,58.971020101091639,36.446094774851773]
[null,null,null,null,null,null,null,null,2150.455597026466,58.987373625030742,36.456201808482284]
[null,null,null,null,null,null,null,null,2151.6481370500896,59.003727148969844,36.466308842112795]
[null,null,null,null,null,null,null,null,2152.8410076449468,59.020080672908946,36.476415875743307]
[null,null,null,null,null,null,null,null,2154.034208811036,59.036434196848042,36.486522909373818]
[null,null,null,null,null,null,null,null,2155.2277405483583,59.052787720787144,36.496629943004329]
[null,null,null,null,null,null,null,null,2156.421602856914,59.069141244726246,36.506736976634841]
[null,null,null,null,null,null,null,null,2157.6157957367022,59.085494768665349,36.516844010265352]
[null,null,null,null,null,null,null,null,2158.8103191877231,59.101848292604451,36.526951043895863]
[null,null,null,null,null,null,null,null,2160.0051732099769,59.118201816543554,36.537058077526375]
[null,null,null,null,null,null,null,null,2161.2003578034637,59.134555340482649,36.547165111156886]
[null,null,null,null,null,null,null,null,2162.3958729681831,59.150908864421751,36.557272144787397]
[null,null,null,null,null,null,null,null,2163.5917187041359,59.167262388360854,36.567379178417909]
[null,null,null,null,null,null,null,null,2164.7878950113213,59.183615912299956,36.57748621204842]
[null,null,null,null,null,null,null,null,2165.9844018897393,59.199969436239058,36.587593245678931]
[null,null,null,null,null,null,null,null,2167.1812393393902,59.216322960178161,36.597700279309443]
[null,null,null,null,null,null,null,null,2168.3784073602742,59.232676484117263,36.607807312939954]
[null,null,null,null,null,null,null,null,2169.5759059523912,59.249030008056359,36.617914346570466]
[null,null,null,null,null,null,null,null,2170.7737351157407,{"$f":"K3079*$K$1","v":59.265383531995461},36.628021380200977]
[null,null,null,null,null,null,null,null,{"$f":"J3080*K3080","v":2171.9718948503232},59.281737055934563,{"$f":"K3079+$K$5","v":36.638128413831488}]
[null,null,null,null,null,null,null,null,2173.1703851561388,59.298090579873666,36.648235447462]
[null,null,null,null,null,null,null,null,2174.3692060331869,59.314444103812768,36.658342481092511]
[null,null,null,null,null,null,null,null,2175.568357481468,59.33079762775187,36.668449514723022]
[null,null,null,null,null,null,null,null,2176.7678395009821,59.347151151690973,36.678556548353534]
[null,null,null,null,null,null,null,null,2177.9676520917283,59.363504675630068,36.688663581984045]
[null,null,null,null,null,null,null,null,2179.1677952537079,59.379858199569171,36.698770615614556]
[null,null,null,null,null,null,null,null,2180.3682689869206,59.396211723508273,36.708877649245068]
[null,null,null,null,null,null,null,null,2181.5690732913663,59.412565247447375,36.718984682875579]
[null,null,null,null,null,null,null,null,2182.7702081670445,59.428918771386478,36.72909171650609]
[null,null,null,null,null,null,null,null,2183.9716736139553,59.44527229532558,36.739198750136602]
[null,null,null,null,null,null,null,null,2185.1734696320996,59.461625819264682,36.749305783767113]
[null,null,null,null,null,null,null,null,2186.3755962214759,59.477979343203778,36.759412817397624]
[null,null,null,null,null,null,null,null,2187.5780533820857,59.49433286714288,36.769519851028136]
[null,null,null,null,null,null,null,null,2188.7808411139285,59.510686391081983,36.779626884658647]
[null,null,null,null,null,null,null,null,2189.9839594170039,59.527039915021085,36.789733918289159]
[null,null,null,null,null,null,null,null,2191.1874082913123,59.543393438960187,36.79984095191967]
[null,null,null,null,null,null,null,null,2192.3911877368532,59.55974696289929,36.809947985550181]
[null,null,null,null,null,null,null,null,2193.5952977536272,59.576100486838385,36.820055019180693]
[null,null,null,null,null,null,null,null,2194.7997383416337,59.592454010777487,36.830162052811204]
[null,null,null,null,null,null,null,null,2196.0045095008736,59.60880753471659,36.840269086441715]
[null,null,null,null,null,null,null,null,2197.2096112313461,59.625161058655692,36.850376120072227]
[null,null,null,null,null,null,null,null,2198.4150435330516,59.641514582594795,36.860483153702738]
[null,null,null,null,null,null,null,null,2199.6208064059897,59.657868106533897,36.870590187333249]
[null,null,null,null,null,null,null,null,2200.8268998501612,59.674221630472999,36.880697220963761]
[null,null,null,null,null,null,null,null,2202.0333238655649,59.690575154412095,36.890804254594272]
[null,null,null,null,null,null,null,null,2203.2400784522019,59.706928678351197,36.900911288224783]
[null,null,null,null,null,null,null,null,2204.4471636100716,59.723282202290299,36.911018321855295]
[null,null,null,null,null,null,null,null,2205.6545793391742,59.739635726229402,36.921125355485806]
[null,null,null,null,null,null,null,null,2206.8623256395094,59.755989250168504,36.931232389116317]
[null,null,null,null,null,null,null,null,2208.0704025110781,59.772342774107607,36.941339422746829]
[null,null,null,null,null,null,null,null,2209.2788099538789,59.788696298046709,36.95144645637734]
[null,null,null,null,null,null,null,null,2210.4875479679126,59.805049821985804,36.961553490007852]
[null,null,null,null,null,null,null,null,2211.6966165531799,59.821403345924907,36.971660523638363]
[null,null,null,null,null,null,null,null,2212.9060157096797,59.837756869864009,36.981767557268874]
[null,null,null,null,null,null,null,null,2214.115745437412,59.854110393803111,36.991874590899386]
[null,null,null,null,null,null,null,null,2215.3258057363778,59.870463917742214,37.001981624529897]
[null,null,null,null,null,null,null,null,2216.5361966065761,59.886817441681316,37.012088658160408]
[null,null,null,null,null,null,null,null,2217.746918048007,59.903170965620411,37.02219569179092]
[null,null,null,null,null,null,null,null,2218.957970060671,59.919524489559514,37.032302725421431]
[null,null,null,null,null,null,null,null,2220.1693526445679,59.935878013498616,37.042409759051942]
[null,null,null,null,null,null,null,null,2221.3810657996978,59.952231537437719,37.052516792682454]
[null,null,null,null,null,null,null,null,2222.5931095260603,59.968585061376821,37.062623826312965]
[null,null,null,null,null,null,null,null,2223.8054838236558,59.984938585315923,37.072730859943476]
[null,null,null,null,null,null,null,null,2225.0181886924843,60.001292109255026,37.082837893573988]
[null,null,null,null,null,null,null,null,2226.2312241325453,60.017645633194121,37.092944927204499]
[null,null,null,null,null,null,null,null,2227.4445901438394,60.033999157133223,37.10305196083501]
[null,null,null,null,null,null,null,null,2228.658286726366,60.050352681072326,37.113158994465522]
[null,null,null,null,null,null,null,null,2229.8723138801261,60.066706205011428,37.123266028096033]
[null,null,null,null,null,null,null,null,2231.0866716051187,60.083059728950531,37.133373061726545]
[null,null,null,null,null,null,null,null,2232.3013599013443,60.099413252889633,37.143480095357056]
[null,null,null,null,null,null,null,null,2233.5163787688025,60.115766776828735,37.153587128987567]
[null,null,null,null,null,null,null,null,2234.7317282074937,60.132120300767831,37.163694162618079]
[null,null,null,null,null,null,null,null,2235.9474082174174,60.148473824706933,37.17380119624859]
[null,null,null,null,null,null,null,null,2237.1634187985746,60.164827348646035,37.183908229879101]
[null,null,null,null,null,null,null,null,2238.3797599509644,60.181180872585138,37.194015263509613]
[null,null,null,null,null,null,null,null,2239.5964316745872,60.19753439652424,37.204122297140124]
[null,null,null,null,null,null,null,null,2240.8134339694425,60.213887920463343,37.214229330770635]
[null,null,null,null,null,null,null,null,2242.0307668355308,60.230241444402438,37.224336364401147]
[null,null,null,null,null,null,null,null,2243.2484302728521,60.24659496834154,37.234443398031658]
[null,null,null,null,null,null,null,null,2244.466424281406,60.262948492280643,37.244550431662169]
[null,null,null,null,null,null,null,null,2245.6847488611929,60.279302016219745,37.254657465292681]
[null,null,null,null,null,null,null,null,2246.9034040122128,60.295655540158847,37.264764498923192]
[null,null,null,null,null,null,null,null,2248.1223897344657,{"$f":"K3143*$K$1","v":60.31200906409795},37.274871532553703]
[null,null,null,null,null,null,null,null,{"$f":"J3144*K3144","v":2249.3417060279512},60.328362588037052,{"$f":"K3143+$K$5","v":37.284978566184215}]
[null,null,null,null,null,null,null,null,2250.5613528926692,60.344716111976147,37.295085599814726]
[null,null,null,null,null,null,null,null,2251.7813303286207,60.36106963591525,37.305192633445238]
[null,null,null,null,null,null,null,null,2253.0016383358047,60.377423159854352,37.315299667075749]
[null,null,null,null,null,null,null,null,2254.2222769142218,60.393776683793455,37.32540670070626]
[null,null,null,null,null,null,null,null,2255.4432460638714,60.410130207732557,37.335513734336772]
[null,null,null,null,null,null,null,null,2256.6645457847544,60.426483731671659,37.345620767967283]
[null,null,null,null,null,null,null,null,2257.88617607687,60.442837255610762,37.355727801597794]
[null,null,null,null,null,null,null,null,2259.1081369402182,60.459190779549857,37.365834835228306]
[null,null,null,null,null,null,null,null,2260.3304283747993,60.475544303488959,37.375941868858817]
[null,null,null,null,null,null,null,null,2261.5530503806135,60.491897827428062,37.386048902489328]
[null,null,null,null,null,null,null,null,2262.7760029576607,60.508251351367164,37.39615593611984]
[null,null,null,null,null,null,null,null,2263.9992861059404,60.524604875306267,37.406262969750351]
[null,null,null,null,null,null,null,null,2265.2228998254532,60.540958399245369,37.416370003380862]
[null,null,null,null,null,null,null,null,2266.4468441161985,60.557311923184464,37.426477037011374]
[null,null,null,null,null,null,null,null,2267.6711189781768,60.573665447123567,37.436584070641885]
[null,null,null,null,null,null,null,null,2268.8957244113881,60.590018971062669,37.446691104272396]
[null,null,null,null,null,null,null,null,2270.1206604158324,60.606372495001771,37.456798137902908]
[null,null,null,null,null,null,null,null,2271.3459269915093,60.622726018940874,37.466905171533419]
[null,null,null,null,null,null,null,null,2272.5715241384191,60.639079542879976,37.477012205163931]
[null,null,null,null,null,null,null,null,2273.797451856562,60.655433066819079,37.487119238794442]
[null,null,null,null,null,null,null,null,2275.0237101459375,60.671786590758174,37.497226272424953]
[null,null,null,null,null,null,null,null,2276.2502990065459,60.688140114697276,37.507333306055465]
[null,null,null,null,null,null,null,null,2277.4772184383874,60.704493638636379,37.517440339685976]
[null,null,null,null,null,null,null,null,2278.7044684414614,60.720847162575481,37.527547373316487]
[null,null,null,null,null,null,null,null,2279.9320490157684,60.737200686514583,37.537654406946999]
[null,null,null,null,null,null,null,null,2281.1599601613084,60.753554210453686,37.54776144057751]
[null,null,null,null,null,null,null,null,2282.388201878081,60.769907734392788,37.557868474208021]
[null,null,null,null,null,null,null,null,2283.6167741660865,60.786261258331884,37.567975507838533]
[null,null,null,null,null,null,null,null,2284.8456770253251,60.802614782270986,37.578082541469044]
[null,null,null,null,null,null,null,null,2286.0749104557963,60.818968306210088,37.588189575099555]
[null,null,null,null,null,null,null,null,2287.3044744575004,60.835321830149191,37.598296608730067]
[null,null,null,null,null,null,null,null,2288.5343690304376,60.851675354088293,37.608403642360578]
[null,null,null,null,null,null,null,null,2289.7645941746077,60.868028878027395,37.618510675991089]
[null,null,null,null,null,null,null,null,2290.99514989001,60.884382401966491,37.628617709621601]
[null,null,null,null,null,null,null,null,2292.2260361766457,60.900735925905593,37.638724743252112]
[null,null,null,null,null,null,null,null,2293.457253034514,60.917089449844696,37.648831776882624]
[null,null,null,null,null,null,null,null,2294.6888004636157,60.933442973783798,37.658938810513135]
[null,null,null,null,null,null,null,null,2295.9206784639496,60.9497964977229,37.669045844143646]
[null,null,null,null,null,null,null,null,2297.1528870355169,60.966150021662003,37.679152877774158]
[null,null,null,null,null,null,null,null,2298.3854261783167,60.982503545601105,37.689259911404669]
[null,null,null,null,null,null,null,null,2299.6182958923496,60.9988570695402,37.69936694503518]
[null,null,null,null,null,null,null,null,2300.851496177615,61.015210593479303,37.709473978665692]
[null,null,null,null,null,null,null,null,2302.0850270341134,61.031564117418405,37.719581012296203]
[null,null,null,null,null,null,null,null,2303.3188884618448,61.047917641357508,37.729688045926714]
[null,null,null,null,null,null,null,null,2304.5530804608093,61.06427116529661,37.739795079557226]
[null,null,null,null,null,null,null,null,2305.7876030310063,61.080624689235712,37.749902113187737]
[null,null,null,null,null,null,null,null,2307.0224561724363,61.096978213174815,37.760009146818248]
[null,null,null,null,null,null,null,null,2308.2576398850988,61.11333173711391,37.77011618044876]
[null,null,null,null,null,null,null,null,2309.4931541689944,61.129685261053012,37.780223214079271]
[null,null,null,null,null,null,null,null,2310.7289990241229,61.146038784992115,37.790330247709782]
[null,null,null,null,null,null,null,null,2311.9651744504845,61.162392308931217,37.800437281340294]
[null,null,null,null,null,null,null,null,2313.2016804480786,61.17874583287032,37.810544314970805]
[null,null,null,null,null,null,null,null,2314.4385170169057,61.195099356809422,37.820651348601316]
[null,null,null,null,null,null,null,null,2315.6756841569659,61.211452880748524,37.830758382231828]
[null,null,null,null,null,null,null,null,2316.9131818682586,61.22780640468762,37.840865415862339]
[null,null,null,null,null,null,null,null,2318.1510101507843,61.244159928626722,37.850972449492851]
[null,null,null,null,null,null,null,null,2319.3891690045425,61.260513452565824,37.861079483123362]
[null,null,null,null,null,null,null,null,2320.6276584295342,61.276866976504927,37.871186516753873]
[null,null,null,null,null,null,null,null,2321.8664784257585,61.293220500444029,37.881293550384385]
[null,null,null,null,null,null,null,null,2323.1056289932153,61.309574024383132,37.891400584014896]
[null,null,null,null,null,null,null,null,2324.3451101319051,61.325927548322227,37.901507617645407]
[null,null,null,null,null,null,null,null,2325.584921841828,61.342281072261329,37.911614651275919]
[null,null,null,null,null,null,null,null,2326.8250641229838,{"$f":"K3207*$K$1","v":61.358634596200432},37.92172168490643]
[null,null,null,null,null,null,null,null,{"$f":"J3208*K3208","v":2328.0655369753722},61.374988120139534,{"$f":"K3207+$K$5","v":37.931828718536941}]
[null,null,null,null,null,null,null,null,2329.3063403989936,61.391341644078636,37.941935752167453]
[null,null,null,null,null,null,null,null,2330.547474393848,61.407695168017739,37.952042785797964]
[null,null,null,null,null,null,null,null,2331.7889389599354,61.424048691956841,37.962149819428475]
[null,null,null,null,null,null,null,null,2333.0307340972549,61.440402215895936,37.972256853058987]
[null,null,null,null,null,null,null,null,2334.2728598058079,61.456755739835039,37.982363886689498]
[null,null,null,null,null,null,null,null,2335.5153160855934,61.473109263774141,37.992470920320009]
[null,null,null,null,null,null,null,null,2336.7581029366124,61.489462787713244,38.002577953950521]
[null,null,null,null,null,null,null,null,2338.0012203588635,61.505816311652346,38.012684987581032]
[null,null,null,null,null,null,null,null,2339.2446683523481,61.522169835591448,38.022792021211544]
[null,null,null,null,null,null,null,null,2340.4884469170652,61.538523359530551,38.032899054842055]
[null,null,null,null,null,null,null,null,2341.7325560530148,61.554876883469646,38.043006088472566]
[null,null,null,null,null,null,null,null,2342.976995760198,61.571230407408748,38.053113122103078]
[null,null,null,null,null,null,null,null,2344.2217660386136,61.587583931347851,38.063220155733589]
[null,null,null,null,null,null,null,null,2345.4668668882623,61.603937455286953,38.0733271893641]
[null,null,null,null,null,null,null,null,2346.7122983091435,61.620290979226056,38.083434222994612]
[null,null,null,null,null,null,null,null,2347.9580603012582,61.636644503165158,38.093541256625123]
[null,null,null,null,null,null,null,null,2349.204152864605,61.652998027104253,38.103648290255634]
[null,null,null,null,null,null,null,null,2350.4505759991848,61.669351551043356,38.113755323886146]
[null,null,null,null,null,null,null,null,2351.6973297049981,61.685705074982458,38.123862357516657]
[null,null,null,null,null,null,null,null,2352.9444139820439,61.70205859892156,38.133969391147168]
[null,null,null,null,null,null,null,null,2354.1918288303223,61.718412122860663,38.14407642477768]
[null,null,null,null,null,null,null,null,2355.4395742498336,61.734765646799765,38.154183458408191]
[null,null,null,null,null,null,null,null,2356.687650240578,61.751119170738868,38.164290492038702]
[null,null,null,null,null,null,null,null,2357.936056802555,61.767472694677963,38.174397525669214]
[null,null,null,null,null,null,null,null,2359.1847939357654,61.783826218617065,38.184504559299725]
[null,null,null,null,null,null,null,null,2360.4338616402083,61.800179742556168,38.194611592930237]
[null,null,null,null,null,null,null,null,2361.6832599158838,61.81653326649527,38.204718626560748]
[null,null,null,null,null,null,null,null,2362.9329887627928,61.832886790434372,38.214825660191259]
[null,null,null,null,null,null,null,null,2364.1830481809343,61.849240314373475,38.224932693821771]
[null,null,null,null,null,null,null,null,2365.4334381703084,61.865593838312577,38.235039727452282]
[null,null,null,null,null,null,null,null,2366.6841587309154,61.881947362251672,38.245146761082793]
[null,null,null,null,null,null,null,null,2367.9352098627555,61.898300886190775,38.255253794713305]
[null,null,null,null,null,null,null,null,2369.1865915658286,61.914654410129877,38.265360828343816]
[null,null,null,null,null,null,null,null,2370.4383038401343,61.93100793406898,38.275467861974327]
[null,null,null,null,null,null,null,null,2371.6903466856729,61.947361458008082,38.285574895604839]
[null,null,null,null,null,null,null,null,2372.9427201024446,61.963714981947184,38.29568192923535]
[null,null,null,null,null,null,null,null,2374.1954240904488,61.98006850588628,38.305788962865861]
[null,null,null,null,null,null,null,null,2375.448458649686,61.996422029825382,38.315895996496373]
[null,null,null,null,null,null,null,null,2376.7018237801558,62.012775553764484,38.326003030126884]
[null,null,null,null,null,null,null,null,2377.955519481859,62.029129077703587,38.336110063757395]
[null,null,null,null,null,null,null,null,2379.2095457547948,62.045482601642689,38.346217097387907]
[null,null,null,null,null,null,null,null,2380.4639025989636,62.061836125581792,38.356324131018418]
[null,null,null,null,null,null,null,null,2381.718590014365,62.078189649520894,38.36643116464893]
[null,null,null,null,null,null,null,null,2382.9736080009993,62.094543173459989,38.376538198279441]
[null,null,null,null,null,null,null,null,2384.2289565588662,62.110896697399092,38.386645231909952]
[null,null,null,null,null,null,null,null,2385.4846356879666,62.127250221338194,38.396752265540464]
[null,null,null,null,null,null,null,null,2386.7406453882995,62.143603745277296,38.406859299170975]
[null,null,null,null,null,null,null,null,2387.9969856598655,62.159957269216399,38.416966332801486]
[null,null,null,null,null,null,null,null,2389.2536565026639,62.176310793155501,38.427073366431998]
[null,null,null,null,null,null,null,null,2390.5106579166959,62.192664317094604,38.437180400062509]
[null,null,null,null,null,null,null,null,2391.7679899019599,62.209017841033699,38.44728743369302]
[null,null,null,null,null,null,null,null,2393.025652458457,62.225371364972801,38.457394467323532]
[null,null,null,null,null,null,null,null,2394.283645586187,62.241724888911904,38.467501500954043]
[null,null,null,null,null,null,null,null,2395.5419692851501,62.258078412851006,38.477608534584554]
[null,null,null,null,null,null,null,null,2396.8006235553462,62.274431936790108,38.487715568215066]
[null,null,null,null,null,null,null,null,2398.0596083967748,62.290785460729211,38.497822601845577]
[null,null,null,null,null,null,null,null,2399.318923809436,62.307138984668306,38.507929635476088]
[null,null,null,null,null,null,null,null,2400.5785697933306,62.323492508607409,38.5180366691066]
[null,null,null,null,null,null,null,null,2401.8385463484578,62.339846032546511,38.528143702737111]
[null,null,null,null,null,null,null,null,2403.098853474818,62.356199556485613,38.538250736367623]
[null,null,null,null,null,null,null,null,2404.3594911724113,62.372553080424716,38.548357769998134]
[null,null,null,null,null,null,null,null,2405.620459441237,62.388906604363818,38.558464803628645]
[null,null,null,null,null,null,null,null,2406.8817582812958,{"$f":"K3271*$K$1","v":62.40526012830292},38.568571837259157]
[null,null,null,null,null,null,null,null,{"$f":"J3272*K3272","v":2408.1433876925871},62.421613652242016,{"$f":"K3271+$K$5","v":38.578678870889668}]
[null,null,null,null,null,null,null,null,2409.4053476751114,62.437967176181118,38.588785904520179]
[null,null,null,null,null,null,null,null,2410.6676382288688,62.454320700120221,38.598892938150691]
[null,null,null,null,null,null,null,null,2411.9302593538591,62.470674224059323,38.608999971781202]
[null,null,null,null,null,null,null,null,2413.193211050082,62.487027747998425,38.619107005411713]
[null,null,null,null,null,null,null,null,2414.4564933175379,62.503381271937528,38.629214039042225]
[null,null,null,null,null,null,null,null,2415.7201061562268,62.51973479587663,38.639321072672736]
[null,null,null,null,null,null,null,null,2416.9840495661483,62.536088319815725,38.649428106303247]
[null,null,null,null,null,null,null,null,2418.2483235473028,62.552441843754828,38.659535139933759]
[null,null,null,null,null,null,null,null,2419.5129280996898,62.56879536769393,38.66964217356427]
[null,null,null,null,null,null,null,null,2420.7778632233103,62.585148891633033,38.679749207194781]
[null,null,null,null,null,null,null,null,2422.0431289181633,62.601502415572135,38.689856240825293]
[null,null,null,null,null,null,null,null,2423.3087251842489,62.617855939511237,38.699963274455804]
[null,null,null,null,null,null,null,null,2424.5746520215675,62.634209463450333,38.710070308086316]
[null,null,null,null,null,null,null,null,2425.8409094301192,62.650562987389435,38.720177341716827]
[null,null,null,null,null,null,null,null,2427.1074974099038,62.666916511328537,38.730284375347338]
[null,null,null,null,null,null,null,null,2428.3744159609209,62.68327003526764,38.74039140897785]
[null,null,null,null,null,null,null,null,2429.6416650831716,62.699623559206742,38.750498442608361]
[null,null,null,null,null,null,null,null,2430.9092447766543,62.715977083145845,38.760605476238872]
[null,null,null,null,null,null,null,null,2432.1771550413705,62.732330607084947,38.770712509869384]
[null,null,null,null,null,null,null,null,2433.4453958773188,62.748684131024042,38.780819543499895]
[null,null,null,null,null,null,null,null,2434.7139672845005,62.765037654963145,38.790926577130406]
[null,null,null,null,null,null,null,null,2435.9828692629153,62.781391178902247,38.801033610760918]
[null,null,null,null,null,null,null,null,2437.2521018125626,62.797744702841349,38.811140644391429]
[null,null,null,null,null,null,null,null,2438.5216649334425,62.814098226780452,38.82124767802194]
[null,null,null,null,null,null,null,null,2439.7915586255558,62.830451750719554,38.831354711652452]
[null,null,null,null,null,null,null,null,2441.0617828889017,62.846805274658657,38.841461745282963]
[null,null,null,null,null,null,null,null,2442.3323377234801,62.863158798597752,38.851568778913474]
[null,null,null,null,null,null,null,null,2443.603223129292,62.879512322536854,38.861675812543986]
[null,null,null,null,null,null,null,null,2444.8744391063365,62.895865846475957,38.871782846174497]
[null,null,null,null,null,null,null,null,2446.1459856546139,62.912219370415059,38.881889879805009]
[null,null,null,null,null,null,null,null,2447.4178627741244,62.928572894354161,38.89199691343552]
[null,null,null,null,null,null,null,null,2448.6900704648674,62.944926418293264,38.902103947066031]
[null,null,null,null,null,null,null,null,2449.9626087268434,62.961279942232366,38.912210980696543]
[null,null,null,null,null,null,null,null,2451.235477560052,62.977633466171461,38.922318014327054]
[null,null,null,null,null,null,null,null,2452.5086769644936,62.993986990110564,38.932425047957565]
[null,null,null,null,null,null,null,null,2453.7822069401682,63.010340514049666,38.942532081588077]
[null,null,null,null,null,null,null,null,2455.0560674870753,63.026694037988769,38.952639115218588]
[null,null,null,null,null,null,null,null,2456.3302586052159,63.043047561927871,38.962746148849099]
[null,null,null,null,null,null,null,null,2457.6047802945891,63.059401085866973,38.972853182479611]
[null,null,null,null,null,null,null,null,2458.8796325551948,63.075754609806069,38.982960216110122]
[null,null,null,null,null,null,null,null,2460.1548153870335,63.092108133745171,38.993067249740633]
[null,null,null,null,null,null,null,null,2461.4303287901052,63.108461657684273,39.003174283371145]
[null,null,null,null,null,null,null,null,2462.7061727644095,63.124815181623376,39.013281317001656]
[null,null,null,null,null,null,null,null,2463.9823473099473,63.141168705562478,39.023388350632167]
[null,null,null,null,null,null,null,null,2465.2588524267176,63.157522229501581,39.033495384262679]
[null,null,null,null,null,null,null,null,2466.5356881147204,63.173875753440683,39.04360241789319]
[null,null,null,null,null,null,null,null,2467.8128543739563,63.190229277379778,39.053709451523702]
[null,null,null,null,null,null,null,null,2469.0903512044251,63.206582801318881,39.063816485154213]
[null,null,null,null,null,null,null,null,2470.368178606127,63.222936325257983,39.073923518784724]
[null,null,null,null,null,null,null,null,2471.6463365790614,63.239289849197085,39.084030552415236]
[null,null,null,null,null,null,null,null,2472.9248251232289,63.255643373136188,39.094137586045747]
[null,null,null,null,null,null,null,null,2474.2036442386293,63.27199689707529,39.104244619676258]
[null,null,null,null,null,null,null,null,2475.4827939252623,63.288350421014393,39.11435165330677]
[null,null,null,null,null,null,null,null,2476.7622741831283,63.304703944953488,39.124458686937281]
[null,null,null,null,null,null,null,null,2478.0420850122273,63.32105746889259,39.134565720567792]
[null,null,null,null,null,null,null,null,2479.3222264125588,63.337410992831693,39.144672754198304]
[null,null,null,null,null,null,null,null,2480.6026983841234,63.353764516770795,39.154779787828815]
[null,null,null,null,null,null,null,null,2481.883500926921,63.370118040709897,39.164886821459326]
[null,null,null,null,null,null,null,null,2483.1646340409511,63.386471564649,39.174993855089838]
[null,null,null,null,null,null,null,null,2484.4460977262142,63.402825088588095,39.185100888720349]
[null,null,null,null,null,null,null,null,2485.7278919827104,63.419178612527197,39.19520792235086]
[null,null,null,null,null,null,null,null,2487.0100168104391,63.4355321364663,39.205314955981372]
[null,null,null,null,null,null,null,null,2488.2924722094008,{"$f":"K3335*$K$1","v":63.451885660405402},39.215421989611883]
[null,null,null,null,null,null,null,null,{"$f":"J3336*K3336","v":2489.5752581795955},63.468239184344505,{"$f":"K3335+$K$5","v":39.225529023242395}]
[null,null,null,null,null,null,null,null,2490.8583747210232,63.484592708283607,39.235636056872906]
[null,null,null,null,null,null,null,null,2492.1418218336835,63.500946232222709,39.245743090503417]
[null,null,null,null,null,null,null,null,2493.4255995175763,63.517299756161805,39.255850124133929]
[null,null,null,null,null,null,null,null,2494.7097077727026,63.533653280100907,39.26595715776444]
[null,null,null,null,null,null,null,null,2495.9941465990614,63.550006804040009,39.276064191394951]
[null,null,null,null,null,null,null,null,2497.2789159966533,63.566360327979112,39.286171225025463]
[null,null,null,null,null,null,null,null,2498.5640159654777,63.582713851918214,39.296278258655974]
[null,null,null,null,null,null,null,null,2499.8494465055351,63.599067375857317,39.306385292286485]
[null,null,null,null,null,null,null,null,2501.1352076168255,63.615420899796419,39.316492325916997]
[null,null,null,null,null,null,null,null,2502.4212992993484,63.631774423735514,39.326599359547508]
[null,null,null,null,null,null,null,null,2503.7077215531049,63.648127947674617,39.336706393178019]
[null,null,null,null,null,null,null,null,2504.9944743780934,63.664481471613719,39.346813426808531]
[null,null,null,null,null,null,null,null,2506.2815577743154,63.680834995552821,39.356920460439042]
[null,null,null,null,null,null,null,null,2507.5689717417699,63.697188519491924,39.367027494069553]
[null,null,null,null,null,null,null,null,2508.8567162804575,63.713542043431026,39.377134527700065]
[null,null,null,null,null,null,null,null,2510.1447913903776,63.729895567370122,39.387241561330576]
[null,null,null,null,null,null,null,null,2511.4331970715311,63.746249091309224,39.397348594961088]
[null,null,null,null,null,null,null,null,2512.7219333239173,63.762602615248326,39.407455628591599]
[null,null,null,null,null,null,null,null,2514.0110001475359,63.778956139187429,39.41756266222211]
[null,null,null,null,null,null,null,null,2515.3003975423881,63.795309663126531,39.427669695852622]
[null,null,null,null,null,null,null,null,2516.5901255084727,63.811663187065633,39.437776729483133]
[null,null,null,null,null,null,null,null,2517.88018404579,63.828016711004736,39.447883763113644]
[null,null,null,null,null,null,null,null,2519.1705731543402,63.844370234943831,39.457990796744156]
[null,null,null,null,null,null,null,null,2520.4612928341235,63.860723758882934,39.468097830374667]
[null,null,null,null,null,null,null,null,2521.7523430851397,63.877077282822036,39.478204864005178]
[null,null,null,null,null,null,null,null,2523.0437239073885,63.893430806761138,39.48831189763569]
[null,null,null,null,null,null,null,null,2524.3354353008704,63.909784330700241,39.498418931266201]
[null,null,null,null,null,null,null,null,2525.6274772655852,63.926137854639343,39.508525964896712]
[null,null,null,null,null,null,null,null,2526.9198498015326,63.942491378578445,39.518632998527224]
[null,null,null,null,null,null,null,null,2528.212552908713,63.958844902517541,39.528740032157735]
[null,null,null,null,null,null,null,null,2529.5055865871259,63.975198426456643,39.538847065788246]
[null,null,null,null,null,null,null,null,2530.7989508367723,63.991551950395746,39.548954099418758]
[null,null,null,null,null,null,null,null,2532.0926456576512,64.007905474334848,39.559061133049269]
[null,null,null,null,null,null,null,null,2533.3866710497632,64.02425899827395,39.569168166679781]
[null,null,null,null,null,null,null,null,2534.6810270131077,64.040612522213053,39.579275200310292]
[null,null,null,null,null,null,null,null,2535.9757135476852,64.056966046152155,39.589382233940803]
[null,null,null,null,null,null,null,null,2537.2707306534958,64.073319570091257,39.599489267571315]
[null,null,null,null,null,null,null,null,2538.5660783305393,64.08967309403036,39.609596301201826]
[null,null,null,null,null,null,null,null,2539.8617565788154,64.106026617969462,39.619703334832337]
[null,null,null,null,null,null,null,null,2541.1577653983236,64.12238014190855,39.629810368462849]
[null,null,null,null,null,null,null,null,2542.4541047890657,64.138733665847653,39.63991740209336]
[null,null,null,null,null,null,null,null,2543.7507747510404,64.155087189786755,39.650024435723871]
[null,null,null,null,null,null,null,null,2545.047775284248,64.171440713725858,39.660131469354383]
[null,null,null,null,null,null,null,null,2546.3451063886882,64.18779423766496,39.670238502984894]
[null,null,null,null,null,null,null,null,2547.6427680643619,64.204147761604062,39.680345536615405]
[null,null,null,null,null,null,null,null,2548.9407603112677,64.220501285543165,39.690452570245917]
[null,null,null,null,null,null,null,null,2550.2390831294069,64.236854809482267,39.700559603876428]
[null,null,null,null,null,null,null,null,2551.5377365187787,64.25320833342137,39.710666637506939]
[null,null,null,null,null,null,null,null,2552.8367204793835,64.269561857360472,39.720773671137451]
[null,null,null,null,null,null,null,null,2554.1360350112213,64.285915381299574,39.730880704767962]
[null,null,null,null,null,null,null,null,2555.4356801142917,64.302268905238677,39.740987738398474]
[null,null,null,null,null,null,null,null,2556.7356557885951,64.318622429177779,39.751094772028985]
[null,null,null,null,null,null,null,null,2558.0359620341305,64.334975953116867,39.761201805659496]
[null,null,null,null,null,null,null,null,2559.3365988508999,64.35132947705597,39.771308839290008]
[null,null,null,null,null,null,null,null,2560.6375662389014,64.367683000995072,39.781415872920519]
[null,null,null,null,null,null,null,null,2561.9388641981363,64.384036524934174,39.79152290655103]
[null,null,null,null,null,null,null,null,2563.2404927286038,64.400390048873277,39.801629940181542]
[null,null,null,null,null,null,null,null,2564.5424518303043,64.416743572812379,39.811736973812053]
[null,null,null,null,null,null,null,null,2565.8447415032379,64.433097096751482,39.821844007442564]
[null,null,null,null,null,null,null,null,2567.1473617474039,64.449450620690584,39.831951041073076]
[null,null,null,null,null,null,null,null,2568.450312562803,64.465804144629686,39.842058074703587]
[null,null,null,null,null,null,null,null,2569.7535939494351,64.482157668568789,39.852165108334098]
[null,null,null,null,null,null,null,null,2571.0572059072997,{"$f":"K3399*$K$1","v":64.498511192507891},39.86227214196461]
[null,null,null,null,null,null,null,null,{"$f":"J3400*K3400","v":2572.3611484363973},64.514864716446993,{"$f":"K3399+$K$5","v":39.872379175595121}]
[null,null,null,null,null,null,null,null,2573.665421536728,64.531218240386096,39.882486209225632]
[null,null,null,null,null,null,null,null,2574.9700252082916,64.547571764325198,39.892593242856144]
[null,null,null,null,null,null,null,null,2576.2749594510869,64.563925288264286,39.902700276486655]
[null,null,null,null,null,null,null,null,2577.5802242651162,64.580278812203389,39.912807310117167]
[null,null,null,null,null,null,null,null,2578.8858196503779,64.596632336142491,39.922914343747678]
[null,null,null,null,null,null,null,null,2580.1917456068732,64.612985860081594,39.933021377378189]
[null,null,null,null,null,null,null,null,2581.4980021346005,64.629339384020696,39.943128411008701]
[null,null,null,null,null,null,null,null,2582.8045892335613,64.645692907959798,39.953235444639212]
[null,null,null,null,null,null,null,null,2584.1115069037546,64.662046431898901,39.963342478269723]
[null,null,null,null,null,null,null,null,2585.418755145181,64.678399955838003,39.973449511900235]
[null,null,null,null,null,null,null,null,2586.7263339578399,64.694753479777106,39.983556545530746]
[null,null,null,null,null,null,null,null,2588.0342433417318,64.711107003716208,39.993663579161257]
[null,null,null,null,null,null,null,null,2589.3424832968567,64.72746052765531,40.003770612791769]
[null,null,null,null,null,null,null,null,2590.6510538232142,64.743814051594413,40.01387764642228]
[null,null,null,null,null,null,null,null,2591.9599549208051,64.760167575533515,40.023984680052791]
[null,null,null,null,null,null,null,null,2593.2691865896277,64.776521099472603,40.034091713683303]
[null,null,null,null,null,null,null,null,2594.5787488296842,64.792874623411706,40.044198747313814]
[null,null,null,null,null,null,null,null,2595.8886416409732,64.809228147350808,40.054305780944325]
[null,null,null,null,null,null,null,null,2597.1988650234953,64.82558167128991,40.064412814574837]
[null,null,null,null,null,null,null,null,2598.5094189772499,64.841935195229013,40.074519848205348]
[null,null,null,null,null,null,null,null,2599.8203035022375,64.858288719168115,40.08462688183586]
[null,null,null,null,null,null,null,null,2601.1315185984581,64.874642243107218,40.094733915466371]
[null,null,null,null,null,null,null,null,2602.4430642659117,64.89099576704632,40.104840949096882]
[null,null,null,null,null,null,null,null,2603.7549405045979,64.907349290985422,40.114947982727394]
[null,null,null,null,null,null,null,null,2605.0671473145171,64.923702814924525,40.125055016357905]
[null,null,null,null,null,null,null,null,2606.3796846956693,64.940056338863627,40.135162049988416]
[null,null,null,null,null,null,null,null,2607.6925526480541,64.95640986280273,40.145269083618928]
[null,null,null,null,null,null,null,null,2609.0057511716718,64.972763386741832,40.155376117249439]
[null,null,null,null,null,null,null,null,2610.3192802665217,64.98911691068092,40.16548315087995]
[null,null,null,null,null,null,null,null,2611.633139932605,65.005470434620023,40.175590184510462]
[null,null,null,null,null,null,null,null,2612.9473301699213,65.021823958559125,40.185697218140973]
[null,null,null,null,null,null,null,null,2614.2618509784706,65.038177482498227,40.195804251771484]
[null,null,null,null,null,null,null,null,2615.5767023582525,65.05453100643733,40.205911285401996]
[null,null,null,null,null,null,null,null,2616.8918843092674,65.070884530376432,40.216018319032507]
[null,null,null,null,null,null,null,null,2618.2073968315153,65.087238054315534,40.226125352663018]
[null,null,null,null,null,null,null,null,2619.5232399249958,65.103591578254637,40.23623238629353]
[null,null,null,null,null,null,null,null,2620.8394135897092,65.119945102193739,40.246339419924041]
[null,null,null,null,null,null,null,null,2622.1559178256557,65.136298626132842,40.256446453554553]
[null,null,null,null,null,null,null,null,2623.4727526328347,65.152652150071944,40.266553487185064]
[null,null,null,null,null,null,null,null,2624.7899180112468,65.169005674011046,40.276660520815575]
[null,null,null,null,null,null,null,null,2626.1074139608918,65.185359197950149,40.286767554446087]
[null,null,null,null,null,null,null,null,2627.4252404817694,65.201712721889251,40.296874588076598]
[null,null,null,null,null,null,null,null,2628.7433975738795,65.218066245828339,40.306981621707109]
[null,null,null,null,null,null,null,null,2630.0618852372231,65.234419769767442,40.317088655337621]
[null,null,null,null,null,null,null,null,2631.3807034717993,65.250773293706544,40.327195688968132]
[null,null,null,null,null,null,null,null,2632.6998522776084,65.267126817645646,40.337302722598643]
[null,null,null,null,null,null,null,null,2634.0193316546506,65.283480341584749,40.347409756229155]
[null,null,null,null,null,null,null,null,2635.3391416029258,65.299833865523851,40.357516789859666]
[null,null,null,null,null,null,null,null,2636.6592821224335,65.316187389462954,40.367623823490177]
[null,null,null,null,null,null,null,null,2637.9797532131743,65.332540913402056,40.377730857120689]
[null,null,null,null,null,null,null,null,2639.3005548751476,65.348894437341158,40.3878378907512]
[null,null,null,null,null,null,null,null,2640.6216871083539,65.365247961280261,40.397944924381711]
[null,null,null,null,null,null,null,null,2641.9431499127932,65.381601485219363,40.408051958012223]
[null,null,null,null,null,null,null,null,2643.264943288465,65.397955009158466,40.418158991642734]
[null,null,null,null,null,null,null,null,2644.5870672353703,65.414308533097568,40.428266025273246]
[null,null,null,null,null,null,null,null,2645.9095217535073,65.430662057036656,40.438373058903757]
[null,null,null,null,null,null,null,null,2647.2323068428782,65.447015580975759,40.448480092534268]
[null,null,null,null,null,null,null,null,2648.5554225034816,65.463369104914861,40.45858712616478]
[null,null,null,null,null,null,null,null,2649.8788687353181,65.479722628853963,40.468694159795291]
[null,null,null,null,null,null,null,null,2651.2026455383871,65.496076152793066,40.478801193425802]
[null,null,null,null,null,null,null,null,2652.5267529126891,65.512429676732168,40.488908227056314]
[null,null,null,null,null,null,null,null,2653.8511908582241,65.52878320067127,40.499015260686825]
[null,null,null,null,null,null,null,null,2655.1759593749921,{"$f":"K3463*$K$1","v":65.545136724610373},40.509122294317336]
[null,null,null,null,null,null,null,null,{"$f":"J3464*K3464","v":2656.5010584629927},65.561490248549475,{"$f":"K3463+$K$5","v":40.519229327947848}]
[null,null,null,null,null,null,null,null,2657.8264881222262,65.577843772488578,40.529336361578359]
[null,null,null,null,null,null,null,null,2659.1522483526928,65.59419729642768,40.53944339520887]
[null,null,null,null,null,null,null,null,2660.478339154392,65.610550820366782,40.549550428839382]
[null,null,null,null,null,null,null,null,2661.8047605273241,65.626904344305885,40.559657462469893]
[null,null,null,null,null,null,null,null,2663.1315124714883,65.643257868244973,40.569764496100404]
[null,null,null,null,null,null,null,null,2664.4585949868861,65.659611392184075,40.579871529730916]
[null,null,null,null,null,null,null,null,2665.7860080735168,65.675964916123178,40.589978563361427]
[null,null,null,null,null,null,null,null,2667.1137517313805,65.69231844006228,40.600085596991939]
[null,null,null,null,null,null,null,null,2668.4418259604768,65.708671964001383,40.61019263062245]
[null,null,null,null,null,null,null,null,2669.770230760806,65.725025487940485,40.620299664252961]
[null,null,null,null,null,null,null,null,2671.0989661323683,65.741379011879587,40.630406697883473]
[null,null,null,null,null,null,null,null,2672.4280320751632,65.75773253581869,40.640513731513984]
[null,null,null,null,null,null,null,null,2673.757428589191,65.774086059757792,40.650620765144495]
[null,null,null,null,null,null,null,null,2675.0871556744519,65.790439583696894,40.660727798775007]
[null,null,null,null,null,null,null,null,2676.4172133309453,65.806793107635997,40.670834832405518]
[null,null,null,null,null,null,null,null,2677.7476015586717,65.823146631575099,40.680941866036029]
[null,null,null,null,null,null,null,null,2679.0783203576311,65.839500155514202,40.691048899666541]
[null,null,null,null,null,null,null,null,2680.4093697278236,65.855853679453304,40.701155933297052]
[null,null,null,null,null,null,null,null,2681.7407496692476,65.872207203392392,40.711262966927563]
[null,null,null,null,null,null,null,null,2683.0724601819056,65.888560727331495,40.721370000558075]
[null,null,null,null,null,null,null,null,2684.4045012657962,65.904914251270597,40.731477034188586]
[null,null,null,null,null,null,null,null,2685.7368729209202,65.921267775209699,40.741584067819097]
[null,null,null,null,null,null,null,null,2687.0695751472763,65.937621299148802,40.751691101449609]
[null,null,null,null,null,null,null,null,2688.4026079448658,65.953974823087904,40.76179813508012]
[null,null,null,null,null,null,null,null,2689.735971313688,65.970328347027007,40.771905168710632]
[null,null,null,null,null,null,null,null,2691.0696652537431,65.986681870966109,40.782012202341143]
[null,null,null,null,null,null,null,null,2692.4036897650308,66.003035394905211,40.792119235971654]
[null,null,null,null,null,null,null,null,2693.7380448475515,66.019388918844314,40.802226269602166]
[null,null,null,null,null,null,null,null,2695.0727305013052,66.035742442783416,40.812333303232677]
[null,null,null,null,null,null,null,null,2696.4077467262919,66.052095966722518,40.822440336863188]
[null,null,null,null,null,null,null,null,2697.7430935225111,66.068449490661621,40.8325473704937]
[null,null,null,null,null,null,null,null,2699.0787708899625,66.084803014600709,40.842654404124211]
[null,null,null,null,null,null,null,null,2700.4147788286477,66.101156538539811,40.852761437754722]
[null,null,null,null,null,null,null,null,2701.7511173385656,66.117510062478914,40.862868471385234]
[null,null,null,null,null,null,null,null,2703.0877864197164,66.133863586418016,40.872975505015745]
[null,null,null,null,null,null,null,null,2704.4247860720998,66.150217110357119,40.883082538646256]
[null,null,null,null,null,null,null,null,2705.7621162957166,66.166570634296221,40.893189572276768]
[null,null,null,null,null,null,null,null,2707.0997770905656,66.182924158235323,40.903296605907279]
[null,null,null,null,null,null,null,null,2708.437768456648,66.199277682174426,40.91340363953779]
[null,null,null,null,null,null,null,null,2709.7760903939629,66.215631206113528,40.923510673168302]
[null,null,null,null,null,null,null,null,2711.1147429025109,66.231984730052631,40.933617706798813]
[null,null,null,null,null,null,null,null,2712.4537259822919,66.248338253991733,40.943724740429325]
[null,null,null,null,null,null,null,null,2713.7930396333054,66.264691777930835,40.953831774059836]
[null,null,null,null,null,null,null,null,2715.1326838555519,66.281045301869938,40.963938807690347]
[null,null,null,null,null,null,null,null,2716.4726586490315,66.29739882580904,40.974045841320859]
[null,null,null,null,null,null,null,null,2717.8129640137431,66.313752349748128,40.98415287495137]
[null,null,null,null,null,null,null,null,2719.1535999496882,66.330105873687231,40.994259908581881]
[null,null,null,null,null,null,null,null,2720.4945664568659,66.346459397626333,41.004366942212393]
[null,null,null,null,null,null,null,null,2721.8358635352765,66.362812921565435,41.014473975842904]
[null,null,null,null,null,null,null,null,2723.1774911849202,66.379166445504538,41.024581009473415]
[null,null,null,null,null,null,null,null,2724.5194494057969,66.39551996944364,41.034688043103927]
[null,null,null,null,null,null,null,null,2725.8617381979061,66.411873493382743,41.044795076734438]
[null,null,null,null,null,null,null,null,2727.2043575612483,66.428227017321845,41.054902110364949]
[null,null,null,null,null,null,null,null,2728.5473074958236,66.444580541260947,41.065009143995461]
[null,null,null,null,null,null,null,null,2729.8905880016318,66.46093406520005,41.075116177625972]
[null,null,null,null,null,null,null,null,2731.2341990786726,66.477287589139152,41.085223211256483]
[null,null,null,null,null,null,null,null,2732.578140726946,66.493641113078255,41.095330244886995]
[null,null,null,null,null,null,null,null,2733.9224129464528,66.509994637017357,41.105437278517506]
[null,null,null,null,null,null,null,null,2735.2670157371913,66.526348160956445,41.115544312148018]
[null,null,null,null,null,null,null,null,2736.6119490991637,66.542701684895547,41.125651345778529]
[null,null,null,null,null,null,null,null,2737.9572130323691,66.55905520883465,41.13575837940904]
[null,null,null,null,null,null,null,null,2739.302807536807,66.575408732773752,41.145865413039552]
[null,null,null,null,null,null,null,null,2740.6487326124775,{"$f":"K3527*$K$1","v":66.591762256712855},41.155972446670063]
[null,null,null,null,null,null,null,null,{"$f":"J3528*K3528","v":2741.9949882593814},66.608115780651957,{"$f":"K3527+$K$5","v":41.166079480300574}]
[null,null,null,null,null,null,null,null,2743.341574477518,66.624469304591059,41.176186513931086]
[null,null,null,null,null,null,null,null,2744.6884912668875,66.640822828530162,41.186293547561597]
[null,null,null,null,null,null,null,null,2746.0357386274895,66.657176352469264,41.196400581192108]
[null,null,null,null,null,null,null,null,2747.3833165593246,66.673529876408367,41.20650761482262]
[null,null,null,null,null,null,null,null,2748.7312250623927,66.689883400347469,41.216614648453131]
[null,null,null,null,null,null,null,null,2750.0794641366938,66.706236924286571,41.226721682083642]
[null,null,null,null,null,null,null,null,2751.4280337822274,66.722590448225674,41.236828715714154]
[null,null,null,null,null,null,null,null,2752.7769339989932,66.738943972164762,41.246935749344665]
[null,null,null,null,null,null,null,null,2754.1261647869928,66.755297496103864,41.257042782975176]
[null,null,null,null,null,null,null,null,2755.475726146225,66.771651020042967,41.267149816605688]
[null,null,null,null,null,null,null,null,2756.8256180766903,66.788004543982069,41.277256850236199]
[null,null,null,null,null,null,null,null,2758.1758405783885,66.804358067921171,41.287363883866711]
[null,null,null,null,null,null,null,null,2759.5263936513193,66.820711591860274,41.297470917497222]
[null,null,null,null,null,null,null,null,2760.8772772954831,66.837065115799376,41.307577951127733]
[null,null,null,null,null,null,null,null,2762.2284915108794,66.853418639738479,41.317684984758245]
[null,null,null,null,null,null,null,null,2763.5800362975087,66.869772163677581,41.327792018388756]
[null,null,null,null,null,null,null,null,2764.9319116553711,66.886125687616683,41.337899052019267]
[null,null,null,null,null,null,null,null,2766.2841175844665,66.902479211555786,41.348006085649779]
[null,null,null,null,null,null,null,null,2767.6366540847944,66.918832735494888,41.35811311928029]
[null,null,null,null,null,null,null,null,2768.9895211563553,66.935186259433991,41.368220152910801]
[null,null,null,null,null,null,null,null,2770.3427187991492,66.951539783373093,41.378327186541313]
[null,null,null,null,null,null,null,null,2771.6962470131753,66.967893307312181,41.388434220171824]
[null,null,null,null,null,null,null,null,2773.0501057984347,66.984246831251284,41.398541253802335]
[null,null,null,null,null,null,null,null,2774.4042951549268,67.000600355190386,41.408648287432847]
[null,null,null,null,null,null,null,null,2775.7588150826523,67.016953879129488,41.418755321063358]
[null,null,null,null,null,null,null,null,2777.1136655816103,67.033307403068591,41.428862354693869]
[null,null,null,null,null,null,null,null,2778.468846651801,67.049660927007693,41.438969388324381]
[null,null,null,null,null,null,null,null,2779.824358293225,67.066014450946795,41.449076421954892]
[null,null,null,null,null,null,null,null,2781.1802005058817,67.082367974885898,41.459183455585404]
[null,null,null,null,null,null,null,null,2782.5363732897708,67.098721498825,41.469290489215915]
[null,null,null,null,null,null,null,null,2783.8928766448935,67.115075022764103,41.479397522846426]
[null,null,null,null,null,null,null,null,2785.2497105712487,67.131428546703205,41.489504556476938]
[null,null,null,null,null,null,null,null,2786.6068750688369,67.147782070642307,41.499611590107449]
[null,null,null,null,null,null,null,null,2787.9643701376576,67.16413559458141,41.50971862373796]
[null,null,null,null,null,null,null,null,2789.3221957777109,67.180489118520498,41.519825657368472]
[null,null,null,null,null,null,null,null,2790.6803519889972,67.1968426424596,41.529932690998983]
[null,null,null,null,null,null,null,null,2792.038838771517,67.213196166398703,41.540039724629494]
[null,null,null,null,null,null,null,null,2793.3976561252694,67.229549690337805,41.550146758260006]
[null,null,null,null,null,null,null,null,2794.7568040502547,67.245903214276908,41.560253791890517]
[null,null,null,null,null,null,null,null,2796.1162825464726,67.26225673821601,41.570360825521028]
[null,null,null,null,null,null,null,null,2797.4760916139235,67.278610262155112,41.58046785915154]
[null,null,null,null,null,null,null,null,2798.8362312526074,67.294963786094215,41.590574892782051]
[null,null,null,null,null,null,null,null,2800.1967014625243,67.311317310033317,41.600681926412562]
[null,null,null,null,null,null,null,null,2801.5575022436738,67.327670833972419,41.610788960043074]
[null,null,null,null,null,null,null,null,2802.9186335960558,67.344024357911522,41.620895993673585]
[null,null,null,null,null,null,null,null,2804.2800955196712,67.360377881850624,41.631003027304097]
[null,null,null,null,null,null,null,null,2805.6418880145193,67.376731405789727,41.641110060934608]
[null,null,null,null,null,null,null,null,2807.0040110805999,67.393084929728815,41.651217094565119]
[null,null,null,null,null,null,null,null,2808.3664647179135,67.409438453667917,41.661324128195631]
[null,null,null,null,null,null,null,null,2809.7292489264601,67.42579197760702,41.671431161826142]
[null,null,null,null,null,null,null,null,2811.0923637062397,67.442145501546122,41.681538195456653]
[null,null,null,null,null,null,null,null,2812.4558090572523,67.458499025485224,41.691645229087165]
[null,null,null,null,null,null,null,null,2813.8195849794974,67.474852549424327,41.701752262717676]
[null,null,null,null,null,null,null,null,2815.1836914729756,67.491206073363429,41.711859296348187]
[null,null,null,null,null,null,null,null,2816.5481285376868,67.507559597302532,41.721966329978699]
[null,null,null,null,null,null,null,null,2817.9128961736305,67.523913121241634,41.73207336360921]
[null,null,null,null,null,null,null,null,2819.2779943808073,67.540266645180736,41.742180397239721]
[null,null,null,null,null,null,null,null,2820.6434231592166,67.556620169119839,41.752287430870233]
[null,null,null,null,null,null,null,null,2822.0091825088593,67.572973693058941,41.762394464500744]
[null,null,null,null,null,null,null,null,2823.3752724297342,67.589327216998043,41.772501498131255]
[null,null,null,null,null,null,null,null,2824.7416929218425,67.605680740937146,41.782608531761767]
[null,null,null,null,null,null,null,null,2826.1084439851829,67.622034264876234,41.792715565392278]
[null,null,null,null,null,null,null,null,2827.4755256197568,{"$f":"K3591*$K$1","v":67.638387788815336},41.80282259902279]
[null,null,null,null,null,null,null,null,{"$f":"J3592*K3592","v":2828.8429378255637},67.654741312754439,{"$f":"K3591+$K$5","v":41.812929632653301}]
[null,null,null,null,null,null,null,null,2830.2106806026031,67.671094836693541,41.823036666283812]
[null,null,null,null,null,null,null,null,2831.5787539508756,67.687448360632644,41.833143699914324]
[null,null,null,null,null,null,null,null,2832.947157870381,67.703801884571746,41.843250733544835]
[null,null,null,null,null,null,null,null,2834.315892361119,67.720155408510848,41.853357767175346]
[null,null,null,null,null,null,null,null,2835.6849574230901,67.736508932449951,41.863464800805858]
[null,null,null,null,null,null,null,null,2837.0543530562941,67.752862456389053,41.873571834436369]
[null,null,null,null,null,null,null,null,2838.4240792607307,67.769215980328156,41.88367886806688]
[null,null,null,null,null,null,null,null,2839.7941360364002,67.785569504267258,41.893785901697392]
[null,null,null,null,null,null,null,null,2841.1645233833028,67.80192302820636,41.903892935327903]
[null,null,null,null,null,null,null,null,2842.535241301438,67.818276552145463,41.913999968958414]
[null,null,null,null,null,null,null,null,2843.9062897908057,67.834630076084551,41.924107002588926]
[null,null,null,null,null,null,null,null,2845.2776688514068,67.850983600023653,41.934214036219437]
[null,null,null,null,null,null,null,null,2846.6493784832405,67.867337123962756,41.944321069849948]
[null,null,null,null,null,null,null,null,2848.0214186863072,67.883690647901858,41.95442810348046]
[null,null,null,null,null,null,null,null,2849.393789460607,67.90004417184096,41.964535137110971]
[null,null,null,null,null,null,null,null,2850.7664908061397,67.916397695780063,41.974642170741483]
[null,null,null,null,null,null,null,null,2852.139522722905,67.932751219719165,41.984749204371994]
[null,null,null,null,null,null,null,null,2853.5128852109028,67.949104743658268,41.994856238002505]
[null,null,null,null,null,null,null,null,2854.8865782701341,67.96545826759737,42.004963271633017]
[null,null,null,null,null,null,null,null,2856.260601900598,67.981811791536472,42.015070305263528]
[null,null,null,null,null,null,null,null,2857.6349561022948,67.998165315475575,42.025177338894039]
[null,null,null,null,null,null,null,null,2859.0096408752242,68.014518839414677,42.035284372524551]
[null,null,null,null,null,null,null,null,2860.3846562193871,68.03087236335378,42.045391406155062]
[null,null,null,null,null,null,null,null,2861.7600021347821,68.047225887292882,42.055498439785573]
[null,null,null,null,null,null,null,null,2863.1356786214101,68.06357941123197,42.065605473416085]
[null,null,null,null,null,null,null,null,2864.5116856792711,68.079932935171072,42.075712507046596]
[null,null,null,null,null,null,null,null,2865.8880233083651,68.096286459110175,42.085819540677107]
[null,null,null,null,null,null,null,null,2867.2646915086916,68.112639983049277,42.095926574307619]
[null,null,null,null,null,null,null,null,2868.6416902802512,68.12899350698838,42.10603360793813]
[null,null,null,null,null,null,null,null,2870.0190196230437,68.145347030927482,42.116140641568641]
[null,null,null,null,null,null,null,null,2871.3966795370693,68.161700554866584,42.126247675199153]
[null,null,null,null,null,null,null,null,2872.7746700223274,68.178054078805687,42.136354708829664]
[null,null,null,null,null,null,null,null,2874.1529910788186,68.194407602744789,42.146461742460176]
[null,null,null,null,null,null,null,null,2875.5316427065427,68.210761126683892,42.156568776090687]
[null,null,null,null,null,null,null,null,2876.9106249054994,68.227114650622994,42.166675809721198]
[null,null,null,null,null,null,null,null,2878.2899376756891,68.243468174562096,42.17678284335171]
[null,null,null,null,null,null,null,null,2879.6695810171118,68.259821698501199,42.186889876982221]
[null,null,null,null,null,null,null,null,2881.0495549297661,68.276175222440287,42.196996910612732]
[null,null,null,null,null,null,null,null,2882.4298594136544,68.292528746379389,42.207103944243244]
[null,null,null,null,null,null,null,null,2883.8104944687757,68.308882270318492,42.217210977873755]
[null,null,null,null,null,null,null,null,2885.1914600951295,68.325235794257594,42.227318011504266]
[null,null,null,null,null,null,null,null,2886.5727562927163,68.341589318196696,42.237425045134778]
[null,null,null,null,null,null,null,null,2887.9543830615362,68.357942842135799,42.247532078765289]
[null,null,null,null,null,null,null,null,2889.3363404015886,68.374296366074901,42.2576391123958]
[null,null,null,null,null,null,null,null,2890.718628312874,68.390649890014004,42.267746146026312]
[null,null,null,null,null,null,null,null,2892.1012467953924,68.407003413953106,42.277853179656823]
[null,null,null,null,null,null,null,null,2893.4841958491438,68.423356937892208,42.287960213287334]
[null,null,null,null,null,null,null,null,2894.8674754741278,68.439710461831311,42.298067246917846]
[null,null,null,null,null,null,null,null,2896.2510856703443,68.456063985770413,42.308174280548357]
[null,null,null,null,null,null,null,null,2897.6350264377943,68.472417509709516,42.318281314178869]
[null,null,null,null,null,null,null,null,2899.0192977764759,68.488771033648604,42.32838834780938]
[null,null,null,null,null,null,null,null,2900.4038996863915,68.505124557587706,42.338495381439891]
[null,null,null,null,null,null,null,null,2901.78883216754,68.521478081526809,42.348602415070403]
[null,null,null,null,null,null,null,null,2903.1740952199211,68.537831605465911,42.358709448700914]
[null,null,null,null,null,null,null,null,2904.5596888435352,68.554185129405013,42.368816482331425]
[null,null,null,null,null,null,null,null,2905.9456130383819,68.570538653344116,42.378923515961937]
[null,null,null,null,null,null,null,null,2907.3318678044616,68.586892177283218,42.389030549592448]
[null,null,null,null,null,null,null,null,2908.7184531417743,68.60324570122232,42.399137583222959]
[null,null,null,null,null,null,null,null,2910.1053690503195,68.619599225161423,42.409244616853471]
[null,null,null,null,null,null,null,null,2911.4926155300982,68.635952749100525,42.419351650483982]
[null,null,null,null,null,null,null,null,2912.880192581109,68.652306273039628,42.429458684114493]
[null,null,null,null,null,null,null,null,2914.2681002033532,68.66865979697873,42.439565717745005]
[null,null,null,null,null,null,null,null,2915.6563383968301,{"$f":"K3655*$K$1","v":68.685013320917832},42.449672751375516]
[null,null,null,null,null,null,null,null,{"$f":"J3656*K3656","v":2917.0449071615399},68.701366844856935,{"$f":"K3655+$K$5","v":42.459779785006027}]
[null,null,null,null,null,null,null,null,2918.4338064974818,68.717720368796023,42.469886818636539]
[null,null,null,null,null,null,null,null,2919.8230364046572,68.734073892735125,42.47999385226705]
[null,null,null,null,null,null,null,null,2921.2125968830655,68.750427416674228,42.490100885897562]
[null,null,null,null,null,null,null,null,2922.6024879327069,68.76678094061333,42.500207919528073]
[null,null,null,null,null,null,null,null,2923.9927095535809,68.783134464552433,42.510314953158584]
[null,null,null,null,null,null,null,null,2925.3832617456878,68.799487988491535,42.520421986789096]
[null,null,null,null,null,null,null,null,2926.7741445090273,68.815841512430637,42.530529020419607]
[null,null,null,null,null,null,null,null,2928.1653578436003,68.83219503636974,42.540636054050118]
[null,null,null,null,null,null,null,null,2929.5569017494058,68.848548560308842,42.55074308768063]
[null,null,null,null,null,null,null,null,2930.9487762264439,68.864902084247944,42.560850121311141]
[null,null,null,null,null,null,null,null,2932.340981274715,68.881255608187047,42.570957154941652]
[null,null,null,null,null,null,null,null,2933.7335168942191,68.897609132126149,42.581064188572164]
[null,null,null,null,null,null,null,null,2935.1263830849562,68.913962656065252,42.591171222202675]
[null,null,null,null,null,null,null,null,2936.5195798469254,68.93031618000434,42.601278255833186]
[null,null,null,null,null,null,null,null,2937.913107180128,68.946669703943442,42.611385289463698]
[null,null,null,null,null,null,null,null,2939.3069650845637,68.963023227882545,42.621492323094209]
[null,null,null,null,null,null,null,null,2940.7011535602319,68.979376751821647,42.63159935672472]
[null,null,null,null,null,null,null,null,2942.0956726071331,68.995730275760749,42.641706390355232]
[null,null,null,null,null,null,null,null,2943.4905222252673,69.012083799699852,42.651813423985743]
[null,null,null,null,null,null,null,null,2944.8857024146341,69.028437323638954,42.661920457616255]
[null,null,null,null,null,null,null,null,2946.2812131752339,69.044790847578057,42.672027491246766]
[null,null,null,null,null,null,null,null,2947.6770545070667,69.061144371517159,42.682134524877277]
[null,null,null,null,null,null,null,null,2949.0732264101321,69.077497895456261,42.692241558507789]
[null,null,null,null,null,null,null,null,2950.4697288844304,69.093851419395364,42.7023485921383]
[null,null,null,null,null,null,null,null,2951.8665619299618,69.110204943334466,42.712455625768811]
[null,null,null,null,null,null,null,null,2953.2637255467257,69.126558467273568,42.722562659399323]
[null,null,null,null,null,null,null,null,2954.6612197347222,69.142911991212657,42.732669693029834]
[null,null,null,null,null,null,null,null,2956.0590444939521,69.159265515151759,42.742776726660345]
[null,null,null,null,null,null,null,null,2957.4571998244146,69.175619039090861,42.752883760290857]
[null,null,null,null,null,null,null,null,2958.8556857261101,69.191972563029964,42.762990793921368]
[null,null,null,null,null,null,null,null,2960.2545021990386,69.208326086969066,42.773097827551879]
[null,null,null,null,null,null,null,null,2961.6536492432001,69.224679610908169,42.783204861182391]
[null,null,null,null,null,null,null,null,2963.0531268585942,69.241033134847271,42.793311894812902]
[null,null,null,null,null,null,null,null,2964.4529350452208,69.257386658786373,42.803418928443413]
[null,null,null,null,null,null,null,null,2965.8530738030809,69.273740182725476,42.813525962073925]
[null,null,null,null,null,null,null,null,2967.2535431321735,69.290093706664578,42.823632995704436]
[null,null,null,null,null,null,null,null,2968.6543430324991,69.306447230603681,42.833740029334948]
[null,null,null,null,null,null,null,null,2970.0554735040573,69.322800754542783,42.843847062965459]
[null,null,null,null,null,null,null,null,2971.456934546849,69.339154278481885,42.85395409659597]
[null,null,null,null,null,null,null,null,2972.8587261608727,69.355507802420988,42.864061130226482]
[null,null,null,null,null,null,null,null,2974.2608483461295,69.371861326360076,42.874168163856993]
[null,null,null,null,null,null,null,null,2975.6633011026192,69.388214850299178,42.884275197487504]
[null,null,null,null,null,null,null,null,2977.066084430342,69.404568374238281,42.894382231118016]
[null,null,null,null,null,null,null,null,2978.4691983292973,69.420921898177383,42.904489264748527]
[null,null,null,null,null,null,null,null,2979.8726427994857,69.437275422116485,42.914596298379038]
[null,null,null,null,null,null,null,null,2981.276417840907,69.453628946055588,42.92470333200955]
[null,null,null,null,null,null,null,null,2982.6805234535614,69.46998246999469,42.934810365640061]
[null,null,null,null,null,null,null,null,2984.0849596374483,69.486335993933793,42.944917399270572]
[null,null,null,null,null,null,null,null,2985.4897263925682,69.502689517872895,42.955024432901084]
[null,null,null,null,null,null,null,null,2986.8948237189211,69.519043041811997,42.965131466531595]
[null,null,null,null,null,null,null,null,2988.3002516165066,69.5353965657511,42.975238500162106]
[null,null,null,null,null,null,null,null,2989.706010085325,69.551750089690202,42.985345533792618]
[null,null,null,null,null,null,null,null,2991.1120991253765,69.568103613629305,42.995452567423129]
[null,null,null,null,null,null,null,null,2992.5185187366601,69.584457137568393,43.005559601053641]
[null,null,null,null,null,null,null,null,2993.9252689191771,69.600810661507495,43.015666634684152]
[null,null,null,null,null,null,null,null,2995.3323496729267,69.617164185446597,43.025773668314663]
[null,null,null,null,null,null,null,null,2996.7397609979098,69.6335177093857,43.035880701945175]
[null,null,null,null,null,null,null,null,2998.1475028941254,69.649871233324802,43.045987735575686]
[null,null,null,null,null,null,null,null,2999.5555753615736,69.666224757263905,43.056094769206197]
[null,null,null,null,null,null,null,null,3000.9639784002552,69.682578281203007,43.066201802836709]
[null,null,null,null,null,null,null,null,3002.3727120101694,69.698931805142109,43.07630883646722]
[null,null,null,null,null,null,null,null,3003.7817761913161,69.715285329081212,43.086415870097731]
[null,null,null,null,null,null,null,null,3005.1911709436963,{"$f":"K3719*$K$1","v":69.731638853020314},43.096522903728243]
[null,null,null,null,null,null,null,null,{"$f":"J3720*K3720","v":3006.6008962673091},69.747992376959417,{"$f":"K3719+$K$5","v":43.106629937358754}]
[null,null,null,null,null,null,null,null,3008.0109521621544,69.764345900898519,43.116736970989265]
[null,null,null,null,null,null,null,null,3009.4213386282331,69.780699424837621,43.126844004619777]
[null,null,null,null,null,null,null,null,3010.8320556655444,69.797052948776724,43.136951038250288]
[null,null,null,null,null,null,null,null,3012.2431032740878,69.813406472715812,43.147058071880799]
[null,null,null,null,null,null,null,null,3013.6544814538652,69.829759996654914,43.157165105511311]
[null,null,null,null,null,null,null,null,3015.0661902048751,69.846113520594017,43.167272139141822]
[null,null,null,null,null,null,null,null,3016.4782295271179,69.862467044533119,43.177379172772334]
[null,null,null,null,null,null,null,null,3017.8905994205934,69.878820568472221,43.187486206402845]
[null,null,null,null,null,null,null,null,3019.3032998853018,69.895174092411324,43.197593240033356]
[null,null,null,null,null,null,null,null,3020.7163309212433,69.911527616350426,43.207700273663868]
[null,null,null,null,null,null,null,null,3022.1296925284178,69.927881140289529,43.217807307294379]
[null,null,null,null,null,null,null,null,3023.5433847068248,69.944234664228631,43.22791434092489]
[null,null,null,null,null,null,null,null,3024.9574074564648,69.960588188167733,43.238021374555402]
[null,null,null,null,null,null,null,null,3026.3717607773374,69.976941712106836,43.248128408185913]
[null,null,null,null,null,null,null,null,3027.786444669443,69.993295236045938,43.258235441816424]
[null,null,null,null,null,null,null,null,3029.2014591327816,70.009648759985041,43.268342475446936]
[null,null,null,null,null,null,null,null,3030.6168041673523,70.026002283924129,43.278449509077447]
[null,null,null,null,null,null,null,null,3032.0324797731569,70.042355807863231,43.288556542707958]
[null,null,null,null,null,null,null,null,3033.4484859501936,70.058709331802334,43.29866357633847]
[null,null,null,null,null,null,null,null,3034.8648226984637,70.075062855741436,43.308770609968981]
[null,null,null,null,null,null,null,null,3036.2814900179665,70.091416379680538,43.318877643599492]
[null,null,null,null,null,null,null,null,3037.6984879087022,70.107769903619641,43.328984677230004]
[null,null,null,null,null,null,null,null,3039.1158163706709,70.124123427558743,43.339091710860515]
[null,null,null,null,null,null,null,null,3040.5334754038722,70.140476951497845,43.349198744491027]
[null,null,null,null,null,null,null,null,3041.9514650083065,70.156830475436948,43.359305778121538]
[null,null,null,null,null,null,null,null,3043.3697851839734,70.17318399937605,43.369412811752049]
[null,null,null,null,null,null,null,null,3044.7884359308737,70.189537523315153,43.379519845382561]
[null,null,null,null,null,null,null,null,3046.2074172490065,70.205891047254255,43.389626879013072]
[null,null,null,null,null,null,null,null,3047.626729138372,70.222244571193357,43.399733912643583]
[null,null,null,null,null,null,null,null,3049.0463715989699,70.238598095132446,43.409840946274095]
[null,null,null,null,null,null,null,null,3050.4663446308014,70.254951619071548,43.419947979904606]
[null,null,null,null,null,null,null,null,3051.8866482338658,70.27130514301065,43.430055013535117]
[null,null,null,null,null,null,null,null,3053.3072824081628,70.287658666949753,43.440162047165629]
[null,null,null,null,null,null,null,null,3054.7282471536928,70.304012190888855,43.45026908079614]
[null,null,null,null,null,null,null,null,{"$f":"J3755*K3755","v":3056.1495424704558},{"$f":"K3755*$K$1","v":70.320365714827958},43.460376114426651]
[null,null,null,null,null,null,null,null,3057.5711683584514,70.33671923876706,43.470483148057163]
[null,null,null,null,null,null,null,null,3058.9931248176799,70.353072762706162,43.480590181687674]
[null,null,null,null,null,null,null,null,3060.4154118481415,70.369426286645265,43.490697215318185]
[null,null,null,null,null,null,null,null,3061.8380294498356,70.385779810584367,43.500804248948697]
[null,null,null,null,null,null,null,null,3063.2609776227632,70.402133334523469,43.510911282579208]
[null,null,null,null,null,null,null,null,3064.6842563669229,70.418486858462572,43.52101831620972]
[null,null,null,null,null,null,null,null,3066.1078656823161,70.434840382401674,43.531125349840231]
[null,null,null,null,null,null,null,null,3067.5318055689418,70.451193906340777,43.541232383470742]
[null,null,null,null,null,null,null,null,3068.9560760267996,70.467547430279865,43.551339417101254]
[null,null,null,null,null,null,null,null,3070.3806770558913,70.483900954218967,43.561446450731765]
[null,null,null,null,null,null,null,null,3071.8056086562156,70.50025447815807,43.571553484362276]
[null,null,null,null,null,null,null,null,3073.2308708277724,70.516608002097172,43.581660517992788]
[null,null,null,null,null,null,null,null,3074.6564635705627,70.532961526036274,43.591767551623299]
[null,null,null,null,null,null,null,null,3076.0823868845855,70.549315049975377,43.60187458525381]
[null,null,null,null,null,null,null,null,3077.5086407698413,70.565668573914479,43.611981618884322]
[null,null,null,null,null,null,null,null,3078.9352252263297,70.582022097853581,43.622088652514833]
[null,null,null,null,null,null,null,null,3080.3621402540516,70.598375621792684,43.632195686145344]
[null,null,null,null,null,null,null,null,3081.7893858530056,70.614729145731786,43.642302719775856]
[null,null,null,null,null,null,null,null,3083.216962023193,70.631082669670889,43.652409753406367]
[null,null,null,null,null,null,null,null,3084.644868764613,70.647436193609991,43.662516787036878]
[null,null,null,null,null,null,null,null,3086.0731060772659,70.663789717549093,43.67262382066739]
[null,null,null,null,null,null,null,null,3087.501673961151,70.680143241488182,43.682730854297901]
[null,null,null,null,null,null,null,null,3088.9305724162696,70.696496765427284,43.692837887928412]
[null,null,null,null,null,null,null,null,3090.3598014426211,70.712850289366386,43.702944921558924]
[null,null,null,null,null,null,null,null,3091.7893610402057,70.729203813305489,43.713051955189435]
[null,null,null,null,null,null,null,null,3093.2192512090228,70.745557337244591,43.723158988819947]
[null,null,null,null,null,null,null,null,3094.6494719490729,70.761910861183694,43.733266022450458]
[null,null,null,null,null,null,null,null,3096.0800232603556,70.778264385122796,43.743373056080969]
[null,null,null,null,null,null,null,null,3097.5109051428717,70.794617909061898,{"$f":"K3783+$K$5","v":43.753480089711481}]
[null,null,null,null,null,null,null,null,3098.9421175966204,70.810971433001001,43.763587123341992]
[null,null,null,null,null,null,null,null,3100.3736606216016,70.827324956940103,43.773694156972503]
[null,null,null,null,null,null,null,null,3101.8055342178163,70.843678480879205,43.783801190603015]
[null,null,null,null,null,null,null,null,3103.2377383852636,70.860032004818308,43.793908224233526]
[null,null,null,null,null,null,null,null,3104.6702731239434,70.87638552875741,43.804015257864037]
[null,null,null,null,null,null,null,null,3106.1031384338557,70.892739052696498,43.814122291494549]
[null,null,null,null,null,null,null,null,3107.5363343150016,70.909092576635601,43.82422932512506]
[null,null,null,null,null,null,null,null,3108.9698607673804,70.925446100574703,43.834336358755571]
[null,null,null,null,null,null,null,null,3110.4037177909918,70.941799624513806,43.844443392386083]
[null,null,null,null,null,null,null,null,3111.8379053858362,70.958153148452908,43.854550426016594]
[null,null,null,null,null,null,null,null,3113.2724235519136,70.97450667239201,43.864657459647105]
[null,null,null,null,null,null,null,null,3114.7072722892235,70.990860196331113,43.874764493277617]
[null,null,null,null,null,null,null,null,3116.1424515977665,71.007213720270215,43.884871526908128]
[null,null,null,null,null,null,null,null,3117.5779614775424,71.023567244209318,43.89497856053864]
[null,null,null,null,null,null,null,null,3119.0138019285509,71.03992076814842,43.905085594169151]
[null,null,null,null,null,null,null,null,3120.4499729507925,71.056274292087522,43.915192627799662]
[null,null,null,null,null,null,null,null,3121.886474544267,71.072627816026625,43.925299661430174]
[null,null,null,null,null,null,null,null,3123.3233067089741,71.088981339965727,43.935406695060685]
[null,null,null,null,null,null,null,null,3124.7604694449146,71.105334863904829,43.945513728691196]
[null,null,null,null,null,null,null,null,3126.1979627520868,71.121688387843918,43.955620762321708]
[null,null,null,null,null,null,null,null,3127.6357866304925,71.13804191178302,43.965727795952219]
[null,null,null,null,null,null,null,null,3129.0739410801316,71.154395435722122,43.97583482958273]
[null,null,null,null,null,null,null,null,3130.5124261010028,71.170748959661225,43.985941863213242]
[null,null,null,null,null,null,null,null,3131.9512416931075,71.187102483600327,43.996048896843753]
[null,null,null,null,null,null,null,null,3133.3903878564447,71.20345600753943,44.006155930474264]
[null,null,null,null,null,null,null,null,3134.8298645910149,71.219809531478532,44.016262964104776]
[null,null,null,null,null,null,null,null,3136.2696718968177,71.236163055417634,44.026369997735287]
[null,null,null,null,null,null,null,null,3137.7098097738535,71.252516579356737,44.036477031365798]
[null,null,null,null,null,null,null,null,3139.1502782221223,71.268870103295839,44.04658406499631]
[null,null,null,null,null,null,null,null,3140.5910772416241,71.285223627234942,44.056691098626821]
[null,null,null,null,null,null,null,null,3142.0322068323585,71.301577151174044,44.066798132257333]
[null,null,null,null,null,null,null,null,3143.4736669943259,71.317930675113146,44.076905165887844]
[null,null,null,null,null,null,null,null,3144.9154577275253,71.334284199052234,44.087012199518355]
[null,null,null,null,null,null,null,null,3146.3575790319583,71.350637722991337,44.097119233148867]
[null,null,null,null,null,null,null,null,{"$f":"J3819*K3819","v":3147.8000309076242},{"$f":"K3819*$K$1","v":71.366991246930439},44.107226266779378]
[null,null,null,null,null,null,null,null,3149.2428133545232,71.383344770869542,44.117333300409889]
[null,null,null,null,null,null,null,null,3150.6859263726546,71.399698294808644,44.127440334040401]
[null,null,null,null,null,null,null,null,3152.1293699620192,71.416051818747746,44.137547367670912]
[null,null,null,null,null,null,null,null,3153.5731441226162,71.432405342686849,44.147654401301423]
[null,null,null,null,null,null,null,null,3155.0172488544467,71.448758866625951,44.157761434931935]
[null,null,null,null,null,null,null,null,3156.4616841575098,71.465112390565054,44.167868468562446]
[null,null,null,null,null,null,null,null,3157.9064500318054,71.481465914504156,44.177975502192957]
[null,null,null,null,null,null,null,null,3159.3515464773341,71.497819438443258,44.188082535823469]
[null,null,null,null,null,null,null,null,3160.7969734940957,71.514172962382361,44.19818956945398]
[null,null,null,null,null,null,null,null,3162.2427310820904,71.530526486321463,44.208296603084491]
[null,null,null,null,null,null,null,null,3163.6888192413176,71.546880010260566,44.218403636715003]
[null,null,null,null,null,null,null,null,3165.1352379717773,71.563233534199654,44.228510670345514]
[null,null,null,null,null,null,null,null,3166.5819872734705,71.579587058138756,44.238617703976026]
[null,null,null,null,null,null,null,null,3168.0290671463963,71.595940582077858,44.248724737606537]
[null,null,null,null,null,null,null,null,3169.4764775905551,71.612294106016961,44.258831771237048]
[null,null,null,null,null,null,null,null,3170.9242186059469,71.628647629956063,44.26893880486756]
[null,null,null,null,null,null,null,null,3172.3722901925712,71.645001153895166,44.279045838498071]
[null,null,null,null,null,null,null,null,3173.8206923504285,71.661354677834268,44.289152872128582]
[null,null,null,null,null,null,null,null,3175.2694250795189,71.67770820177337,44.299259905759094]
[null,null,null,null,null,null,null,null,3176.7184883798418,71.694061725712473,44.309366939389605]
[null,null,null,null,null,null,null,null,3178.1678822513977,71.710415249651575,44.319473973020116]
[null,null,null,null,null,null,null,null,3179.6176066941866,71.726768773590678,44.329581006650628]
[null,null,null,null,null,null,null,null,3181.0676617082081,71.74312229752978,44.339688040281139]
[null,null,null,null,null,null,null,null,3182.518047293463,71.759475821468882,44.34979507391165]
[null,null,null,null,null,null,null,null,3183.9687634499496,71.775829345407971,44.359902107542162]
[null,null,null,null,null,null,null,null,3185.4198101776697,71.792182869347073,44.370009141172673]
[null,null,null,null,null,null,null,null,3186.8711874766227,71.808536393286175,44.380116174803184]
[null,null,null,null,null,null,null,null,3188.3228953468088,71.824889917225278,44.390223208433696]
[null,null,null,null,null,null,null,null,3189.7749337882278,71.84124344116438,{"$f":"K3847+$K$5","v":44.400330242064207}]
[null,null,null,null,null,null,null,null,3191.2273028008794,71.857596965103482,44.410437275694719]
[null,null,null,null,null,null,null,null,3192.6800023847641,71.873950489042585,44.42054430932523]
[null,null,null,null,null,null,null,null,3194.1330325398812,71.890304012981687,44.430651342955741]
[null,null,null,null,null,null,null,null,3195.5863932662314,71.90665753692079,44.440758376586253]
[null,null,null,null,null,null,null,null,3197.0400845638146,71.923011060859892,44.450865410216764]
[null,null,null,null,null,null,null,null,3198.4941064326308,71.939364584798994,44.460972443847275]
[null,null,null,null,null,null,null,null,3199.9484588726796,71.955718108738097,44.471079477477787]
[null,null,null,null,null,null,null,null,3201.4031418839613,71.972071632677199,44.481186511108298]
[null,null,null,null,null,null,null,null,3202.8581554664752,71.988425156616287,44.491293544738809]
[null,null,null,null,null,null,null,null,3204.3134996202225,72.00477868055539,44.501400578369321]
[null,null,null,null,null,null,null,null,3205.7691743452028,72.021132204494492,44.511507611999832]
[null,null,null,null,null,null,null,null,3207.2251796414162,72.037485728433595,44.521614645630343]
[null,null,null,null,null,null,null,null,3208.681515508862,72.053839252372697,44.531721679260855]
[null,null,null,null,null,null,null,null,3210.1381819475409,72.070192776311799,44.541828712891366]
[null,null,null,null,null,null,null,null,3211.5951789574524,72.086546300250902,44.551935746521877]
[null,null,null,null,null,null,null,null,3213.0525065385973,72.102899824190004,44.562042780152389]
[null,null,null,null,null,null,null,null,3214.5101646909748,72.119253348129106,44.5721498137829]
[null,null,null,null,null,null,null,null,3215.9681534145848,72.135606872068209,44.582256847413412]
[null,null,null,null,null,null,null,null,3217.4264727094278,72.151960396007311,44.592363881043923]
[null,null,null,null,null,null,null,null,3218.8851225755038,72.168313919946414,44.602470914674434]
[null,null,null,null,null,null,null,null,3220.3441030128129,72.184667443885516,44.612577948304946]
[null,null,null,null,null,null,null,null,3221.8034140213545,72.201020967824618,44.622684981935457]
[null,null,null,null,null,null,null,null,3223.2630556011286,72.217374491763707,44.632792015565968]
[null,null,null,null,null,null,null,null,3224.7230277521362,72.233728015702809,44.64289904919648]
[null,null,null,null,null,null,null,null,3226.1833304743764,72.250081539641911,44.653006082826991]
[null,null,null,null,null,null,null,null,3227.6439637678495,72.266435063581014,44.663113116457502]
[null,null,null,null,null,null,null,null,3229.1049276325557,72.282788587520116,44.673220150088014]
[null,null,null,null,null,null,null,null,3230.5662220684944,72.299142111459219,44.683327183718525]
[null,null,null,null,null,null,null,null,3232.0278470756662,72.315495635398321,44.693434217349036]
[null,null,null,null,null,null,null,null,3233.4898026540709,72.331849159337423,44.703541250979548]
[null,null,null,null,null,null,null,null,3234.9520888037082,72.348202683276526,44.713648284610059]
[null,null,null,null,null,null,null,null,3236.4147055245785,72.364556207215628,44.72375531824057]
[null,null,null,null,null,null,null,null,3237.8776528166818,72.38090973115473,44.733862351871082]
[null,null,null,null,null,null,null,null,3239.3409306800177,72.397263255093833,44.743969385501593]
[null,null,null,null,null,null,null,null,{"$f":"J3883*K3883","v":3240.804539114587},{"$f":"K3883*$K$1","v":72.413616779032935},44.754076419132105]
[null,null,null,null,null,null,null,null,3242.268478120388,72.429970302972023,44.764183452762616]
[null,null,null,null,null,null,null,null,3243.7327476974224,72.446323826911126,44.774290486393127]
[null,null,null,null,null,null,null,null,3245.1973478456903,72.462677350850228,44.784397520023639]
[null,null,null,null,null,null,null,null,3246.6622785651903,72.479030874789331,44.79450455365415]
[null,null,null,null,null,null,null,null,3248.1275398559237,72.495384398728433,44.804611587284661]
[null,null,null,null,null,null,null,null,3249.5931317178897,72.511737922667535,44.814718620915173]
[null,null,null,null,null,null,null,null,3251.0590541510887,72.528091446606638,44.824825654545684]
[null,null,null,null,null,null,null,null,3252.5253071555203,72.54444497054574,44.834932688176195]
[null,null,null,null,null,null,null,null,3253.9918907311849,72.560798494484843,44.845039721806707]
[null,null,null,null,null,null,null,null,3255.4588048780824,72.577152018423945,44.855146755437218]
[null,null,null,null,null,null,null,null,3256.926049596213,72.593505542363047,44.865253789067729]
[null,null,null,null,null,null,null,null,3258.3936248855762,72.60985906630215,44.875360822698241]
[null,null,null,null,null,null,null,null,3259.8615307461723,72.626212590241252,44.885467856328752]
[null,null,null,null,null,null,null,null,3261.3297671780006,72.64256611418034,44.895574889959263]
[null,null,null,null,null,null,null,null,3262.7983341810623,72.658919638119443,44.905681923589775]
[null,null,null,null,null,null,null,null,3264.267231755357,72.675273162058545,44.915788957220286]
[null,null,null,null,null,null,null,null,3265.7364599008847,72.691626685997647,44.925895990850798]
[null,null,null,null,null,null,null,null,3267.206018617645,72.70798020993675,44.936003024481309]
[null,null,null,null,null,null,null,null,3268.6759079056383,72.724333733875852,44.94611005811182]
[null,null,null,null,null,null,null,null,3270.1461277648641,72.740687257814955,44.956217091742332]
[null,null,null,null,null,null,null,null,3271.6166781953234,72.757040781754057,44.966324125372843]
[null,null,null,null,null,null,null,null,3273.0875591970153,72.773394305693159,44.976431159003354]
[null,null,null,null,null,null,null,null,3274.5587707699397,72.789747829632262,44.986538192633866]
[null,null,null,null,null,null,null,null,3276.0303129140975,72.806101353571364,44.996645226264377]
[null,null,null,null,null,null,null,null,3277.5021856294879,72.822454877510467,45.006752259894888]
[null,null,null,null,null,null,null,null,3278.9743889161109,72.838808401449569,45.0168592935254]
[null,null,null,null,null,null,null,null,3280.4469227739669,72.855161925388671,45.026966327155911]
[null,null,null,null,null,null,null,null,3281.9197872030554,72.871515449327759,45.037073360786422]
[null,null,null,null,null,null,null,null,3283.3929822033774,72.887868973266862,{"$f":"K3911+$K$5","v":45.047180394416934}]
[null,null,null,null,null,null,null,null,3284.866507774932,72.904222497205964,45.057287428047445]
[null,null,null,null,null,null,null,null,3286.3403639177195,72.920576021145067,45.067394461677956]
[null,null,null,null,null,null,null,null,3287.8145506317401,72.936929545084169,45.077501495308468]
[null,null,null,null,null,null,null,null,3289.2890679169932,72.953283069023271,45.087608528938979]
[null,null,null,null,null,null,null,null,3290.7639157734793,72.969636592962374,45.097715562569491]
[null,null,null,null,null,null,null,null,3292.2390942011984,72.985990116901476,45.107822596200002]
[null,null,null,null,null,null,null,null,3293.7146032001501,73.002343640840579,45.117929629830513]
[null,null,null,null,null,null,null,null,3295.1904427703348,73.018697164779681,45.128036663461025]
[null,null,null,null,null,null,null,null,3296.6666129117525,73.035050688718783,45.138143697091536]
[null,null,null,null,null,null,null,null,3298.1431136244032,73.051404212657886,45.148250730722047]
[null,null,null,null,null,null,null,null,3299.6199449082865,73.067757736596988,45.158357764352559]
[null,null,null,null,null,null,null,null,3301.0971067634018,73.084111260536076,45.16846479798307]
[null,null,null,null,null,null,null,null,3302.5745991897511,73.100464784475179,45.178571831613581]
[null,null,null,null,null,null,null,null,3304.0524221873329,73.116818308414281,45.188678865244093]
[null,null,null,null,null,null,null,null,3305.5305757561473,73.133171832353383,45.198785898874604]
[null,null,null,null,null,null,null,null,3307.0090598961951,73.149525356292486,45.208892932505115]
[null,null,null,null,null,null,null,null,3308.4878746074755,73.165878880231588,45.218999966135627]
[null,null,null,null,null,null,null,null,3309.9670198899889,73.182232404170691,45.229106999766138]
[null,null,null,null,null,null,null,null,3311.4464957437349,73.198585928109793,45.239214033396649]
[null,null,null,null,null,null,null,null,3312.9263021687143,73.214939452048895,45.249321067027161]
[null,null,null,null,null,null,null,null,3314.4064391649258,73.231292975987998,45.259428100657672]
[null,null,null,null,null,null,null,null,3315.8869067323708,73.2476464999271,45.269535134288184]
[null,null,null,null,null,null,null,null,3317.3677048710483,73.264000023866203,45.279642167918695]
[null,null,null,null,null,null,null,null,3318.8488335809589,73.280353547805305,45.289749201549206]
[null,null,null,null,null,null,null,null,3320.3302928621024,73.296707071744407,45.299856235179718]
[null,null,null,null,null,null,null,null,3321.8120827144776,73.313060595683496,45.309963268810229]
[null,null,null,null,null,null,null,null,3323.2942031380867,73.329414119622598,45.32007030244074]
[null,null,null,null,null,null,null,null,3324.7766541329288,73.3457676435617,45.330177336071252]
[null,null,null,null,null,null,null,null,3326.2594356990035,73.362121167500803,45.340284369701763]
[null,null,null,null,null,null,null,null,3327.7425478363111,73.378474691439905,45.350391403332274]
[null,null,null,null,null,null,null,null,3329.2259905448518,73.394828215379007,45.360498436962786]
[null,null,null,null,null,null,null,null,3330.709763824625,73.41118173931811,45.370605470593297]
[null,null,null,null,null,null,null,null,3332.1938676756313,73.427535263257212,45.380712504223808]
[null,null,null,null,null,null,null,null,3333.6783020978701,73.443888787196315,45.39081953785432]
[null,null,null,null,null,null,null,null,{"$f":"J3947*K3947","v":3335.1630670913423},{"$f":"K3947*$K$1","v":73.460242311135417},45.400926571484831]
[null,null,null,null,null,null,null,null,3336.6481626560471,73.476595835074519,45.411033605115342]
[null,null,null,null,null,null,null,null,3338.1335887919845,73.492949359013622,45.421140638745854]
[null,null,null,null,null,null,null,null,3339.6193454991553,73.509302882952724,45.431247672376365]
[null,null,null,null,null,null,null,null,3341.1054327775578,73.525656406891812,45.441354706006877]
[null,null,null,null,null,null,null,null,3342.5918506271942,73.542009930830915,45.451461739637388]
[null,null,null,null,null,null,null,null,3344.0785990480631,73.558363454770017,45.461568773267899]
[null,null,null,null,null,null,null,null,3345.565678040165,73.57471697870912,45.471675806898411]
[null,null,null,null,null,null,null,null,3347.0530876035,73.591070502648222,45.481782840528922]
[null,null,null,null,null,null,null,null,3348.5408277380675,73.607424026587324,45.491889874159433]
[null,null,null,null,null,null,null,null,3350.028898443868,73.623777550526427,45.501996907789945]
[null,null,null,null,null,null,null,null,3351.5172997209015,73.640131074465529,45.512103941420456]
[null,null,null,null,null,null,null,null,3353.006031569168,73.656484598404631,45.522210975050967]
[null,null,null,null,null,null,null,null,3354.4950939886671,73.672838122343734,45.532318008681479]
[null,null,null,null,null,null,null,null,3355.9844869793988,73.689191646282836,45.54242504231199]
[null,null,null,null,null,null,null,null,3357.4742105413638,73.705545170221939,45.552532075942501]
[null,null,null,null,null,null,null,null,3358.9642646745615,73.721898694161041,45.562639109573013]
[null,null,null,null,null,null,null,null,3360.4546493789912,73.738252218100129,45.572746143203524]
[null,null,null,null,null,null,null,null,3361.9453646546549,73.754605742039232,45.582853176834035]
[null,null,null,null,null,null,null,null,3363.4364105015511,73.770959265978334,45.592960210464547]
[null,null,null,null,null,null,null,null,3364.9277869196803,73.787312789917436,45.603067244095058]
[null,null,null,null,null,null,null,null,3366.4194939090421,73.803666313856539,45.61317427772557]
[null,null,null,null,null,null,null,null,3367.9115314696369,73.820019837795641,45.623281311356081]
[null,null,null,null,null,null,null,null,3369.4038996014647,73.836373361734744,45.633388344986592]
[null,null,null,null,null,null,null,null,3370.8965983045255,73.852726885673846,45.643495378617104]
[null,null,null,null,null,null,null,null,3372.3896275788188,73.869080409612948,45.653602412247615]
[null,null,null,null,null,null,null,null,3373.8829874243452,73.885433933552051,45.663709445878126]
[null,null,null,null,null,null,null,null,3375.3766778411041,73.901787457491153,45.673816479508638]
[null,null,null,null,null,null,null,null,3376.870698829096,73.918140981430255,45.683923513139149]
[null,null,null,null,null,null,null,null,3378.3650503883209,73.934494505369358,{"$f":"K3975+$K$5","v":45.69403054676966}]
[null,null,null,null,null,null,null,null,3379.8597325187789,73.95084802930846,45.704137580400172]
[null,null,null,null,null,null,null,null,3381.3547452204689,73.967201553247548,45.714244614030683]
[null,null,null,null,null,null,null,null,3382.8500884933924,73.983555077186651,45.724351647661194]
[null,null,null,null,null,null,null,null,3384.3457623375484,73.999908601125753,45.734458681291706]
[null,null,null,null,null,null,null,null,3385.8417667529375,74.016262125064856,45.744565714922217]
[null,null,null,null,null,null,null,null,3387.3381017395595,74.032615649003958,45.754672748552728]
[null,null,null,null,null,null,null,null,3388.8347672974146,74.04896917294306,45.76477978218324]
[null,null,null,null,null,null,null,null,3390.3317634265022,74.065322696882163,45.774886815813751]
[null,null,null,null,null,null,null,null,3391.8290901268228,74.081676220821265,45.784993849444263]
[null,null,null,null,null,null,null,null,3393.3267473983765,74.098029744760368,45.795100883074774]
[null,null,null,null,null,null,null,null,3394.8247352411627,74.11438326869947,45.805207916705285]
[null,null,null,null,null,null,null,null,3396.3230536551819,74.130736792638572,45.815314950335797]
[null,null,null,null,null,null,null,null,3397.8217026404341,74.147090316577675,45.825421983966308]
[null,null,null,null,null,null,null,null,3399.3206821969188,74.163443840516777,45.835529017596819]
[null,null,null,null,null,null,null,null,3400.8199923246361,74.179797364455865,45.845636051227331]
[null,null,null,null,null,null,null,null,3402.3196330235864,74.196150888394968,45.855743084857842]
[null,null,null,null,null,null,null,null,3403.8196042937702,74.21250441233407,45.865850118488353]
[null,null,null,null,null,null,null,null,3405.3199061351866,74.228857936273172,45.875957152118865]
[null,null,null,null,null,null,null,null,3406.8205385478354,74.245211460212275,45.886064185749376]
[null,null,null,null,null,null,null,null,3408.3215015317178,74.261564984151377,45.896171219379887]
[null,null,null,null,null,null,null,null,3409.8227950868327,74.27791850809048,45.906278253010399]
[null,null,null,null,null,null,null,null,3411.3244192131806,74.294272032029582,45.91638528664091]
[null,null,null,null,null,null,null,null,3412.826373910761,74.310625555968684,45.926492320271421]
[null,null,null,null,null,null,null,null,3414.3286591795745,74.326979079907787,45.936599353901933]
[null,null,null,null,null,null,null,null,3415.831275019621,74.343332603846889,45.946706387532444]
[null,null,null,null,null,null,null,null,3417.3342214309,74.359686127785992,45.956813421162956]
[null,null,null,null,null,null,null,null,3418.837498413412,74.376039651725094,45.966920454793467]
[null,null,null,null,null,null,null,null,3420.3411059671566,74.392393175664182,45.977027488423978]
[null,null,null,null,null,null,null,null,3421.8450440921342,74.408746699603284,45.98713452205449]
[null,null,null,null,null,null,null,null,3423.3493127883448,74.425100223542387,45.997241555685001]
[null,null,null,null,null,null,null,null,3424.8539120557884,74.441453747481489,46.007348589315512]
[null,null,null,null,null,null,null,null,3426.3588418944646,74.457807271420592,46.017455622946024]
[null,null,null,null,null,null,null,null,3427.8641023043742,74.474160795359694,46.027562656576535]
[null,null,null,null,null,null,null,null,3429.369693285516,74.490514319298796,46.037669690207046]
[null,null,null,null,null,null,null,null,{"$f":"J4011*K4011","v":3430.8756148378911},{"$f":"K4011*$K$1","v":74.506867843237899},46.047776723837558]
[null,null,null,null,null,null,null,null,3432.3818669614989,74.523221367177001,46.057883757468069]
[null,null,null,null,null,null,null,null,3433.8884496563396,74.539574891116104,46.06799079109858]
[null,null,null,null,null,null,null,null,3435.3953629224134,74.555928415055206,46.078097824729092]
[null,null,null,null,null,null,null,null,3436.9026067597197,74.572281938994308,46.088204858359603]
[null,null,null,null,null,null,null,null,3438.410181168259,74.588635462933411,46.098311891990114]
[null,null,null,null,null,null,null,null,3439.9180861480309,74.604988986872513,46.108418925620626]
[null,null,null,null,null,null,null,null,3441.4263216990353,74.621342510811601,46.118525959251137]
[null,null,null,null,null,null,null,null,3442.9348878212732,74.637696034750704,46.128632992881649]
[null,null,null,null,null,null,null,null,3444.4437845147436,74.654049558689806,46.13874002651216]
[null,null,null,null,null,null,null,null,3445.9530117794475,74.670403082628908,46.148847060142671]
[null,null,null,null,null,null,null,null,3447.4625696153839,74.686756606568011,46.158954093773183]
[null,null,null,null,null,null,null,null,3448.9724580225529,74.703110130507113,46.169061127403694]
[null,null,null,null,null,null,null,null,3450.4826770009554,74.719463654446216,46.179168161034205]
[null,null,null,null,null,null,null,null,3451.9932265505904,74.735817178385318,46.189275194664717]
[null,null,null,null,null,null,null,null,3453.504106671458,74.75217070232442,46.199382228295228]
[null,null,null,null,null,null,null,null,3455.0153173635586,74.768524226263523,46.209489261925739]
[null,null,null,null,null,null,null,null,3456.5268586268921,74.784877750202625,46.219596295556251]
[null,null,null,null,null,null,null,null,3458.0387304614587,74.801231274141728,46.229703329186762]
[null,null,null,null,null,null,null,null,3459.5509328672579,74.81758479808083,46.239810362817273]
[null,null,null,null,null,null,null,null,3461.0634658442896,74.833938322019918,46.249917396447785]
[null,null,null,null,null,null,null,null,3462.5763293925547,74.850291845959021,46.260024430078296]
[null,null,null,null,null,null,null,null,3464.0895235120524,74.866645369898123,46.270131463708807]
[null,null,null,null,null,null,null,null,3465.6030482027832,74.882998893837225,46.280238497339319]
[null,null,null,null,null,null,null,null,3467.1169034647469,74.899352417776328,46.29034553096983]
[null,null,null,null,null,null,null,null,3468.6310892979432,74.91570594171543,46.300452564600342]
[null,null,null,null,null,null,null,null,3470.1456057023724,74.932059465654532,46.310559598230853]
[null,null,null,null,null,null,null,null,3471.6604526780347,74.948412989593635,46.320666631861364]
[null,null,null,null,null,null,null,null,3473.1756302249296,74.964766513532737,46.330773665491876]
[null,null,null,null,null,null,null,null,3474.6911383430574,74.98112003747184,{"$f":"K4039+$K$5","v":46.340880699122387}]
[null,null,null,null,null,null,null,null,3476.2069770324183,74.997473561410942,46.350987732752898]
[null,null,null,null,null,null,null,null,3477.7231462930122,75.013827085350044,46.36109476638341]
[null,null,null,null,null,null,null,null,3479.2396461248386,75.030180609289147,46.371201800013921]
[null,null,null,null,null,null,null,null,3480.756476527898,75.046534133228249,46.381308833644432]
[null,null,null,null,null,null,null,null,3482.2736375021896,75.062887657167337,46.391415867274944]
[null,null,null,null,null,null,null,null,3483.7911290477145,75.07924118110644,46.401522900905455]
[null,null,null,null,null,null,null,null,3485.3089511644721,75.095594705045542,46.411629934535966]
[null,null,null,null,null,null,null,null,3486.8271038524631,75.111948228984645,46.421736968166478]
[null,null,null,null,null,null,null,null,3488.3455871116867,75.128301752923747,46.431844001796989]
[null,null,null,null,null,null,null,null,3489.8644009421432,75.144655276862849,46.4419510354275]
[null,null,null,null,null,null,null,null,3491.3835453438323,75.161008800801952,46.452058069058012]
[null,null,null,null,null,null,null,null,3492.9030203167549,75.177362324741054,46.462165102688523]
[null,null,null,null,null,null,null,null,3494.4228258609096,75.193715848680156,46.472272136319035]
[null,null,null,null,null,null,null,null,3495.9429619762977,75.210069372619259,46.482379169949546]
[null,null,null,null,null,null,null,null,3497.4634286629184,75.226422896558361,46.492486203580057]
[null,null,null,null,null,null,null,null,3498.9842259207721,75.242776420497464,46.502593237210569]
[null,null,null,null,null,null,null,null,3500.5053537498588,75.259129944436566,46.51270027084108]
[null,null,null,null,null,null,null,null,3502.0268121501772,75.275483468375654,46.522807304471591]
[null,null,null,null,null,null,null,null,3503.5486011217295,75.291836992314757,46.532914338102103]
[null,null,null,null,null,null,null,null,3505.0707206645147,75.308190516253859,46.543021371732614]
[null,null,null,null,null,null,null,null,3506.5931707785326,75.324544040192961,46.553128405363125]
[null,null,null,null,null,null,null,null,3508.1159514637834,75.340897564132064,46.563235438993637]
[null,null,null,null,null,null,null,null,3509.6390627202672,75.357251088071166,46.573342472624148]
[null,null,null,null,null,null,null,null,3511.1625045479836,75.373604612010269,46.583449506254659]
[null,null,null,null,null,null,null,null,3512.686276946933,75.389958135949371,46.593556539885171]
[null,null,null,null,null,null,null,null,3514.2103799171155,75.406311659888473,46.603663573515682]
[null,null,null,null,null,null,null,null,3515.7348134585304,75.422665183827576,46.613770607146193]
[null,null,null,null,null,null,null,null,3517.2595775711784,75.439018707766678,46.623877640776705]
[null,null,null,null,null,null,null,null,3518.7846722550594,75.45537223170578,46.633984674407216]
[null,null,null,null,null,null,null,null,3520.3100975101729,75.471725755644883,46.644091708037728]
[null,null,null,null,null,null,null,null,3521.8358533365185,75.488079279583971,46.654198741668239]
[null,null,null,null,null,null,null,null,3523.3619397340981,75.504432803523073,46.66430577529875]
[null,null,null,null,null,null,null,null,3524.8883567029106,75.520786327462176,46.674412808929262]
[null,null,null,null,null,null,null,null,3526.4151042429557,75.537139851401278,46.684519842559773]
[null,null,null,null,null,null,null,null,{"$f":"J4075*K4075","v":3527.9421823542334},{"$f":"K4075*$K$1","v":75.553493375340381},46.694626876190284]
[null,null,null,null,null,null,null,null,3529.4695910367445,75.569846899279483,46.704733909820796]
[null,null,null,null,null,null,null,null,3530.9973302904882,75.586200423218585,46.714840943451307]
[null,null,null,null,null,null,null,null,3532.5254001154644,75.602553947157688,46.724947977081818]
[null,null,null,null,null,null,null,null,3534.0538005116741,75.61890747109679,46.73505501071233]
[null,null,null,null,null,null,null,null,3535.5825314791164,75.635260995035893,46.745162044342841]
[null,null,null,null,null,null,null,null,3537.1115930177916,75.651614518974995,46.755269077973352]
[null,null,null,null,null,null,null,null,3538.6409851276994,75.667968042914097,46.765376111603864]
[null,null,null,null,null,null,null,null,3540.1707078088402,75.6843215668532,46.775483145234375]
[null,null,null,null,null,null,null,null,3541.7007610612141,75.700675090792302,46.785590178864886]
[null,null,null,null,null,null,null,null,3543.23114488482,75.71702861473139,46.795697212495398]
[null,null,null,null,null,null,null,null,3544.7618592796593,75.733382138670493,46.805804246125909]
[null,null,null,null,null,null,null,null,3546.2929042457317,75.749735662609595,46.815911279756421]
[null,null,null,null,null,null,null,null,3547.8242797830367,75.766089186548697,46.826018313386932]
[null,null,null,null,null,null,null,null,3549.3559858915751,75.7824427104878,46.836125347017443]
[null,null,null,null,null,null,null,null,3550.8880225713456,75.798796234426902,46.846232380647955]
[null,null,null,null,null,null,null,null,3552.4203898223495,75.815149758366005,46.856339414278466]
[null,null,null,null,null,null,null,null,3553.953087644586,75.831503282305107,46.866446447908977]
[null,null,null,null,null,null,null,null,3555.4861160380556,75.847856806244209,46.876553481539489]
[null,null,null,null,null,null,null,null,3557.0194750027581,75.864210330183312,46.88666051517]
[null,null,null,null,null,null,null,null,3558.5531645386932,75.880563854122414,46.896767548800511]
[null,null,null,null,null,null,null,null,3560.0871846458613,75.896917378061517,46.906874582431023]
[null,null,null,null,null,null,null,null,3561.6215353242619,75.913270902000619,46.916981616061534]
[null,null,null,null,null,null,null,null,3563.1562165738951,75.929624425939707,46.927088649692045]
[null,null,null,null,null,null,null,null,3564.6912283947618,75.945977949878809,46.937195683322557]
[null,null,null,null,null,null,null,null,3566.2265707868614,75.962331473817912,46.947302716953068]
[null,null,null,null,null,null,null,null,3567.7622437501936,75.978684997757014,46.957409750583579]
[null,null,null,null,null,null,null,null,3569.2982472847589,75.995038521696117,46.967516784214091]
[null,null,null,null,null,null,null,null,3570.8345813905567,76.011392045635219,46.977623817844602]
[null,null,null,null,null,null,null,null,3572.3712460675879,76.027745569574321,{"$f":"K4103+$K$5","v":46.987730851475114}]
[null,null,null,null,null,null,null,null,3573.9082413158517,76.044099093513424,46.997837885105625]
[null,null,null,null,null,null,null,null,3575.445567135348,76.060452617452526,47.007944918736136]
[null,null,null,null,null,null,null,null,3576.9832235260778,76.076806141391629,47.018051952366648]
[null,null,null,null,null,null,null,null,3578.5212104880402,76.093159665330731,47.028158985997159]
[null,null,null,null,null,null,null,null,3580.0595280212351,76.109513189269833,47.03826601962767]
[null,null,null,null,null,null,null,null,3581.5981761256635,76.125866713208936,47.048373053258182]
[null,null,null,null,null,null,null,null,3583.1371548013235,76.142220237148024,47.058480086888693]
[null,null,null,null,null,null,null,null,3584.6764640482174,76.158573761087126,47.068587120519204]
[null,null,null,null,null,null,null,null,3586.2161038663439,76.174927285026229,47.078694154149716]
[null,null,null,null,null,null,null,null,3587.7560742557034,76.191280808965331,47.088801187780227]
[null,null,null,null,null,null,null,null,3589.2963752162959,76.207634332904433,47.098908221410738]
[null,null,null,null,null,null,null,null,3590.837006748121,76.223987856843536,47.10901525504125]
[null,null,null,null,null,null,null,null,3592.377968851179,76.240341380782638,47.119122288671761]
[null,null,null,null,null,null,null,null,3593.9192615254701,76.256694904721741,47.129229322302272]
[null,null,null,null,null,null,null,null,3595.4608847709937,76.273048428660843,47.139336355932784]
[null,null,null,null,null,null,null,null,3597.0028385877508,76.289401952599945,47.149443389563295]
[null,null,null,null,null,null,null,null,3598.54512297574,76.305755476539048,47.159550423193807]
[null,null,null,null,null,null,null,null,3600.0877379349627,76.32210900047815,47.169657456824318]
[null,null,null,null,null,null,null,null,3601.6306834654179,76.338462524417253,47.179764490454829]
[null,null,null,null,null,null,null,null,3603.1739595671061,76.354816048356355,47.189871524085341]
[null,null,null,null,null,null,null,null,3604.7175662400264,76.371169572295443,47.199978557715852]
[null,null,null,null,null,null,null,null,3606.2615034841801,76.387523096234546,47.210085591346363]
[null,null,null,null,null,null,null,null,3607.8057712995669,76.403876620173648,47.220192624976875]
[null,null,null,null,null,null,null,null,3609.3503696861862,76.42023014411275,47.230299658607386]
[null,null,null,null,null,null,null,null,3610.8952986440386,76.436583668051853,47.240406692237897]
[null,null,null,null,null,null,null,null,3612.4405581731239,76.452937191990955,47.250513725868409]
[null,null,null,null,null,null,null,null,3613.9861482734423,76.469290715930057,47.26062075949892]
[null,null,null,null,null,null,null,null,3615.5320689449932,76.48564423986916,47.270727793129431]
[null,null,null,null,null,null,null,null,3617.0783201877771,76.501997763808262,47.280834826759943]
[null,null,null,null,null,null,null,null,3618.6249020017935,76.518351287747365,47.290941860390454]
[null,null,null,null,null,null,null,null,3620.171814387043,76.534704811686467,47.301048894020965]
[null,null,null,null,null,null,null,null,3621.7190573435255,76.551058335625569,47.311155927651477]
[null,null,null,null,null,null,null,null,3623.266630871241,76.567411859564672,47.321262961281988]
[null,null,null,null,null,null,null,null,3624.8145349701886,76.58376538350376,47.3313699949125]
[null,null,null,null,null,null,null,null,{"$f":"J4139*K4139","v":3626.3627696403696},{"$f":"K4139*$K$1","v":76.600118907442862},47.341477028543011]
[null,null,null,null,null,null,null,null,3627.9113348817832,76.616472431381965,47.351584062173522]
[null,null,null,null,null,null,null,null,3629.4602306944298,76.632825955321067,47.361691095804034]
[null,null,null,null,null,null,null,null,3631.0094570783094,76.64917947926017,47.371798129434545]
[null,null,null,null,null,null,null,null,3632.559014033422,76.665533003199272,47.381905163065056]
[null,null,null,null,null,null,null,null,3634.1089015597672,76.681886527138374,47.392012196695568]
[null,null,null,null,null,null,null,null,3635.6591196573454,76.698240051077477,47.402119230326079]
[null,null,null,null,null,null,null,null,3637.2096683261566,76.714593575016579,47.41222626395659]
[null,null,null,null,null,null,null,null,3638.7605475662003,76.730947098955681,47.422333297587102]
[null,null,null,null,null,null,null,null,3640.3117573774771,76.747300622894784,47.432440331217613]
[null,null,null,null,null,null,null,null,3641.8632977599868,76.763654146833886,47.442547364848124]
[null,null,null,null,null,null,null,null,3643.4151687137291,76.780007670772989,47.452654398478636]
[null,null,null,null,null,null,null,null,3644.9673702387045,76.796361194712091,47.462761432109147]
[null,null,null,null,null,null,null,null,3646.5199023349119,76.812714718651179,47.472868465739658]
[null,null,null,null,null,null,null,null,3648.0727650023532,76.829068242590282,47.48297549937017]
[null,null,null,null,null,null,null,null,3649.6259582410271,76.845421766529384,47.493082533000681]
[null,null,null,null,null,null,null,null,3651.179482050934,76.861775290468486,47.503189566631193]
[null,null,null,null,null,null,null,null,3652.7333364320734,76.878128814407589,47.513296600261704]
[null,null,null,null,null,null,null,null,3654.2875213844459,76.894482338346691,47.523403633892215]
[null,null,null,null,null,null,null,null,3655.8420369080513,76.910835862285793,47.533510667522727]
[null,null,null,null,null,null,null,null,3657.3968830028894,76.927189386224896,47.543617701153238]
[null,null,null,null,null,null,null,null,3658.9520596689604,76.943542910163998,47.553724734783749]
[null,null,null,null,null,null,null,null,3660.5075669062644,76.959896434103101,47.563831768414261]
[null,null,null,null,null,null,null,null,3662.0634047148014,76.976249958042203,47.573938802044772]
[null,null,null,null,null,null,null,null,3663.619573094571,76.992603481981305,47.584045835675283]
[null,null,null,null,null,null,null,null,3665.1760720455732,77.008957005920408,47.594152869305795]
[null,null,null,null,null,null,null,null,3666.7329015678079,77.025310529859496,47.604259902936306]
[null,null,null,null,null,null,null,null,3668.2900616612765,77.041664053798598,47.614366936566817]
[null,null,null,null,null,null,null,null,3669.8475523259772,77.058017577737701,47.624473970197329]
[null,null,null,null,null,null,null,null,3671.4053735619113,77.074371101676803,{"$f":"K4167+$K$5","v":47.63458100382784}]
[null,null,null,null,null,null,null,null,3672.9635253690781,77.090724625615906,47.644688037458351]
[null,null,null,null,null,null,null,null,3674.5220077474778,77.107078149555008,47.654795071088863]
[null,null,null,null,null,null,null,null,3676.0808206971101,77.12343167349411,47.664902104719374]
[null,null,null,null,null,null,null,null,3677.6399642179758,77.139785197433213,47.675009138349886]
[null,null,null,null,null,null,null,null,3679.1994383100737,77.156138721372315,47.685116171980397]
[null,null,null,null,null,null,null,null,3680.759242973405,77.172492245311417,47.695223205610908]
[null,null,null,null,null,null,null,null,3682.3193782079688,77.18884576925052,47.70533023924142]
[null,null,null,null,null,null,null,null,3683.8798440137657,77.205199293189622,47.715437272871931]
[null,null,null,null,null,null,null,null,3685.4406403907956,77.221552817128725,47.725544306502442]
[null,null,null,null,null,null,null,null,3687.0017673390571,77.237906341067813,47.735651340132954]
[null,null,null,null,null,null,null,null,3688.5632248585525,77.254259865006915,47.745758373763465]
[null,null,null,null,null,null,null,null,3690.125012949281,77.270613388946018,47.755865407393976]
[null,null,null,null,null,null,null,null,3691.687131611242,77.28696691288512,47.765972441024488]
[null,null,null,null,null,null,null,null,3693.249580844436,77.303320436824222,47.776079474654999]
[null,null,null,null,null,null,null,null,3694.812360648863,77.319673960763325,47.78618650828551]
[null,null,null,null,null,null,null,null,3696.3754710245225,77.336027484702427,47.796293541916022]
[null,null,null,null,null,null,null,null,3697.9389119714151,77.35238100864153,47.806400575546533]
[null,null,null,null,null,null,null,null,3699.5026834895407,77.368734532580632,47.816507609177044]
[null,null,null,null,null,null,null,null,3701.0667855788988,77.385088056519734,47.826614642807556]
[null,null,null,null,null,null,null,null,3702.63121823949,77.401441580458837,47.836721676438067]
[null,null,null,null,null,null,null,null,3704.1959814713141,77.417795104397939,47.846828710068579]
[null,null,null,null,null,null,null,null,3705.7610752743708,77.434148628337041,47.85693574369909]
[null,null,null,null,null,null,null,null,3707.3264996486605,77.450502152276144,47.867042777329601]
[null,null,null,null,null,null,null,null,3708.8922545941823,77.466855676215232,47.877149810960113]
[null,null,null,null,null,null,null,null,3710.458340110938,77.483209200154334,47.887256844590624]
[null,null,null,null,null,null,null,null,3712.0247561989263,77.499562724093437,47.897363878221135]
[null,null,null,null,null,null,null,null,3713.5915028581471,77.515916248032539,47.907470911851647]
[null,null,null,null,null,null,null,null,3715.1585800886014,77.532269771971642,47.917577945482158]
[null,null,null,null,null,null,null,null,3716.7259878902883,77.548623295910744,47.927684979112669]
[null,null,null,null,null,null,null,null,3718.2937262632081,77.564976819849846,47.937792012743181]
[null,null,null,null,null,null,null,null,3719.8617952073605,77.581330343788949,47.947899046373692]
[null,null,null,null,null,null,null,null,3721.4301947227459,77.597683867728051,47.958006080004203]
[null,null,null,null,null,null,null,null,3722.9989248093643,77.614037391667154,47.968113113634715]
[null,null,null,null,null,null,null,null,3724.5679854672153,77.630390915606256,47.978220147265226]
[null,null,null,null,null,null,null,null,{"$f":"J4203*K4203","v":3726.1373766962993},{"$f":"K4203*$K$1","v":77.646744439545358},47.988327180895737]
[null,null,null,null,null,null,null,null,3727.7070984966163,77.663097963484461,47.998434214526249]
[null,null,null,null,null,null,null,null,3729.2771508681653,77.679451487423549,48.00854124815676]
[null,null,null,null,null,null,null,null,3730.8475338109479,77.695805011362651,48.018648281787272]
[null,null,null,null,null,null,null,null,3732.4182473249634,77.712158535301754,48.028755315417783]
[null,null,null,null,null,null,null,null,3733.989291410212,77.728512059240856,48.038862349048294]
[null,null,null,null,null,null,null,null,3735.5606660666931,77.744865583179958,48.048969382678806]
[null,null,null,null,null,null,null,null,3737.1323712944072,77.761219107119061,48.059076416309317]
[null,null,null,null,null,null,null,null,3738.7044070933539,77.777572631058163,48.069183449939828]
[null,null,null,null,null,null,null,null,3740.2767734635336,77.793926154997266,48.07929048357034]
[null,null,null,null,null,null,null,null,3741.8494704049463,77.810279678936368,48.089397517200851]
[null,null,null,null,null,null,null,null,3743.422497917592,77.82663320287547,48.099504550831362]
[null,null,null,null,null,null,null,null,3744.9958560014702,77.842986726814573,48.109611584461874]
[null,null,null,null,null,null,null,null,3746.5695446565815,77.859340250753675,48.119718618092385]
[null,null,null,null,null,null,null,null,3748.1435638829257,77.875693774692778,48.129825651722896]
[null,null,null,null,null,null,null,null,3749.7179136805016,77.892047298631866,48.139932685353408]
[null,null,null,null,null,null,null,null,3751.2925940493114,77.908400822570968,48.150039718983919]
[null,null,null,null,null,null,null,null,3752.8676049893543,77.92475434651007,48.16014675261443]
[null,null,null,null,null,null,null,null,3754.4429465006297,77.941107870449173,48.170253786244942]
[null,null,null,null,null,null,null,null,3756.018618583138,77.957461394388275,48.180360819875453]
[null,null,null,null,null,null,null,null,3757.5946212368794,77.973814918327378,48.190467853505965]
[null,null,null,null,null,null,null,null,3759.1709544618534,77.99016844226648,48.200574887136476]
[null,null,null,null,null,null,null,null,3760.7476182580604,78.006521966205582,48.210681920766987]
[null,null,null,null,null,null,null,null,3762.3246126255003,78.022875490144685,48.220788954397499]
[null,null,null,null,null,null,null,null,3763.9019375641728,78.039229014083787,48.23089598802801]
[null,null,null,null,null,null,null,null,3765.4795930740784,78.05558253802289,48.241003021658521]
[null,null,null,null,null,null,null,null,3767.0575791552169,78.071936061961992,48.251110055289033]
[null,null,null,null,null,null,null,null,3768.635895807588,78.088289585901094,48.261217088919544]
[null,null,null,null,null,null,null,null,3770.2145430311921,78.104643109840197,48.271324122550055]
[null,null,null,null,null,null,null,null,3771.7935208260283,78.120996633779285,{"$f":"K4231+$K$5","v":48.281431156180567}]
[null,null,null,null,null,null,null,null,3773.3728291920984,78.137350157718387,48.291538189811078]
[null,null,null,null,null,null,null,null,3774.952468129401,78.15370368165749,48.301645223441589]
[null,null,null,null,null,null,null,null,3776.5324376379363,78.170057205596592,48.311752257072101]
[null,null,null,null,null,null,null,null,3778.1127377177049,78.186410729535694,48.321859290702612]
[null,null,null,null,null,null,null,null,3779.6933683687062,78.202764253474797,48.331966324333123]
[null,null,null,null,null,null,null,null,3781.2743295909404,78.219117777413899,48.342073357963635]
[null,null,null,null,null,null,null,null,3782.8556213844072,78.235471301353002,48.352180391594146]
[null,null,null,null,null,null,null,null,3784.437243749107,78.251824825292104,48.362287425224658]
[null,null,null,null,null,null,null,null,3786.0191966850398,78.268178349231206,48.372394458855169]
[null,null,null,null,null,null,null,null,3787.6014801922051,78.284531873170309,48.38250149248568]
[null,null,null,null,null,null,null,null,3789.1840942706035,78.300885397109411,48.392608526116192]
[null,null,null,null,null,null,null,null,3790.7670389202349,78.317238921048514,48.402715559746703]
[null,null,null,null,null,null,null,null,3792.3503141410984,78.333592444987602,48.412822593377214]
[null,null,null,null,null,null,null,null,3793.9339199331953,78.349945968926704,48.422929627007726]
[null,null,null,null,null,null,null,null,3795.5178562965252,78.366299492865807,48.433036660638237]
[null,null,null,null,null,null,null,null,3797.1021232310882,78.382653016804909,48.443143694268748]
[null,null,null,null,null,null,null,null,3798.6867207368837,78.399006540744011,48.45325072789926]
[null,null,null,null,null,null,null,null,3800.2716488139122,78.415360064683114,48.463357761529771]
[null,null,null,null,null,null,null,null,3801.8569074621732,78.431713588622216,48.473464795160282]
[null,null,null,null,null,null,null,null,3803.4424966816673,78.448067112561318,48.483571828790794]
[null,null,null,null,null,null,null,null,3805.0284164723944,78.464420636500421,48.493678862421305]
[null,null,null,null,null,null,null,null,3806.6146668343545,78.480774160439523,48.503785896051816]
[null,null,null,null,null,null,null,null,3808.2012477675471,78.497127684378626,48.513892929682328]
[null,null,null,null,null,null,null,null,3809.7881592719727,78.513481208317728,48.523999963312839]
[null,null,null,null,null,null,null,null,3811.3754013476314,78.52983473225683,48.534106996943351]
[null,null,null,null,null,null,null,null,3812.9629739945226,78.546188256195933,48.544214030573862]
[null,null,null,null,null,null,null,null,3814.5508772126459,78.562541780135021,48.554321064204373]
[null,null,null,null,null,null,null,null,3816.1391110020031,78.578895304074123,48.564428097834885]
[null,null,null,null,null,null,null,null,3817.7276753625929,78.595248828013226,48.574535131465396]
[null,null,null,null,null,null,null,null,3819.3165702944157,78.611602351952328,48.584642165095907]
[null,null,null,null,null,null,null,null,3820.9057957974715,78.627955875891431,48.594749198726419]
[null,null,null,null,null,null,null,null,3822.4953518717598,78.644309399830533,48.60485623235693]
[null,null,null,null,null,null,null,null,3824.0852385172811,78.660662923769635,48.614963265987441]
[null,null,null,null,null,null,null,null,3825.6754557340355,78.677016447708738,48.625070299617953]
[null,null,null,null,null,null,null,null,{"$f":"J4267*K4267","v":3827.2660035220224},{"$f":"K4267*$K$1","v":78.69336997164784},48.635177333248464]
[null,null,null,null,null,null,null,null,3828.8568818812423,78.709723495586942,48.645284366878975]
[null,null,null,null,null,null,null,null,3830.4480908116952,78.726077019526045,48.655391400509487]
[null,null,null,null,null,null,null,null,3832.0396303133807,78.742430543465147,48.665498434139998]
[null,null,null,null,null,null,null,null,3833.6315003862992,78.75878406740425,48.675605467770509]
[null,null,null,null,null,null,null,null,3835.2237010304498,78.775137591343338,48.685712501401021]
[null,null,null,null,null,null,null,null,3836.8162322458343,78.79149111528244,48.695819535031532]
[null,null,null,null,null,null,null,null,3838.4090940324513,78.807844639221543,48.705926568662044]
[null,null,null,null,null,null,null,null,3840.0022863903009,78.824198163160645,48.716033602292555]
[null,null,null,null,null,null,null,null,3841.595809319384,78.840551687099747,48.726140635923066]
[null,null,null,null,null,null,null,null,3843.1896628196996,78.85690521103885,48.736247669553578]
[null,null,null,null,null,null,null,null,3844.7838468912482,78.873258734977952,48.746354703184089]
[null,null,null,null,null,null,null,null,3846.3783615340294,78.889612258917055,48.7564617368146]
[null,null,null,null,null,null,null,null,3847.9732067480436,78.905965782856157,48.766568770445112]
[null,null,null,null,null,null,null,null,3849.5683825332908,78.922319306795259,48.776675804075623]
[null,null,null,null,null,null,null,null,3851.1638888897705,78.938672830734362,48.786782837706134]
[null,null,null,null,null,null,null,null,3852.7597258174833,78.955026354673464,48.796889871336646]
[null,null,null,null,null,null,null,null,3854.355893316429,78.971379878612566,48.806996904967157]
[null,null,null,null,null,null,null,null,3855.9523913866069,78.987733402551655,48.817103938597668]
[null,null,null,null,null,null,null,null,3857.5492200280182,79.004086926490757,48.82721097222818]
[null,null,null,null,null,null,null,null,3859.1463792406626,79.020440450429859,48.837318005858691]
[null,null,null,null,null,null,null,null,3860.7438690245399,79.036793974368962,48.847425039489202]
[null,null,null,null,null,null,null,null,3862.3416893796498,79.053147498308064,48.857532073119714]
[null,null,null,null,null,null,null,null,3863.9398403059927,79.069501022247167,48.867639106750225]
[null,null,null,null,null,null,null,null,3865.5383218035681,79.085854546186269,48.877746140380737]
[null,null,null,null,null,null,null,null,3867.1371338723766,79.102208070125371,48.887853174011248]
[null,null,null,null,null,null,null,null,3868.736276512418,79.118561594064474,48.897960207641759]
[null,null,null,null,null,null,null,null,3870.3357497236925,79.134915118003576,48.908067241272271]
[null,null,null,null,null,null,null,null,3871.9355535061995,79.151268641942679,48.918174274902782]
[null,null,null,null,null,null,null,null,3873.5356878599396,79.167622165881781,{"$f":"K4295+$K$5","v":48.928281308533293}]
[null,null,null,null,null,null,null,null,3875.1361527849126,79.183975689820883,48.938388342163805]
[null,null,null,null,null,null,null,null,3876.7369482811182,79.200329213759986,48.948495375794316]
[null,null,null,null,null,null,null,null,3878.3380743485559,79.216682737699074,48.958602409424827]
[null,null,null,null,null,null,null,null,3879.9395309872275,79.233036261638176,48.968709443055339]
[null,null,null,null,null,null,null,null,3881.5413181971317,79.249389785577279,48.97881647668585]
[null,null,null,null,null,null,null,null,3883.1434359782688,79.265743309516381,48.988923510316361]
[null,null,null,null,null,null,null,null,3884.745884330639,79.282096833455483,48.999030543946873]
[null,null,null,null,null,null,null,null,3886.3486632542417,79.298450357394586,49.009137577577384]
[null,null,null,null,null,null,null,null,3887.9517727490775,79.314803881333688,49.019244611207895]
[null,null,null,null,null,null,null,null,3889.5552128151462,79.331157405272791,49.029351644838407]
[null,null,null,null,null,null,null,null,3891.1589834524475,79.347510929211893,49.039458678468918]
[null,null,null,null,null,null,null,null,3892.7630846609818,79.363864453150995,49.04956571209943]
[null,null,null,null,null,null,null,null,3894.3675164407491,79.380217977090098,49.059672745729941]
[null,null,null,null,null,null,null,null,3895.972278791749,79.3965715010292,49.069779779360452]
[null,null,null,null,null,null,null,null,3897.5773717139818,79.412925024968303,49.079886812990964]
[null,null,null,null,null,null,null,null,3899.1827952074468,79.429278548907391,49.089993846621475]
[null,null,null,null,null,null,null,null,3900.7885492721457,79.445632072846493,49.100100880251986]
[null,null,null,null,null,null,null,null,3902.3946339080771,79.461985596785595,49.110207913882498]
[null,null,null,null,null,null,null,null,3904.0010491152411,79.478339120724698,49.120314947513009]
[null,null,null,null,null,null,null,null,3905.6077948936386,79.4946926446638,49.13042198114352]
[null,null,null,null,null,null,null,null,3907.2148712432686,79.511046168602903,49.140529014774032]
[null,null,null,null,null,null,null,null,3908.8222781641316,79.527399692542005,49.150636048404543]
[null,null,null,null,null,null,null,null,3910.4300156562272,79.543753216481107,49.160743082035054]
[null,null,null,null,null,null,null,null,3912.0380837195557,79.56010674042021,49.170850115665566]
[null,null,null,null,null,null,null,null,3913.6464823541173,79.576460264359312,49.180957149296077]
[null,null,null,null,null,null,null,null,3915.2552115599115,79.592813788298415,49.191064182926588]
[null,null,null,null,null,null,null,null,3916.8642713369391,79.609167312237517,49.2011712165571]
[null,null,null,null,null,null,null,null,3918.4736616851987,79.625520836176619,49.211278250187611]
[null,null,null,null,null,null,null,null,3920.0833826046919,79.641874360115722,49.221385283818123]
[null,null,null,null,null,null,null,null,3921.6934340954167,79.65822788405481,49.231492317448634]
[null,null,null,null,null,null,null,null,3923.3038161573754,79.674581407993912,49.241599351079145]
[null,null,null,null,null,null,null,null,3924.9145287905671,79.690934931933015,49.251706384709657]
[null,null,null,null,null,null,null,null,3926.5255719949914,79.707288455872117,49.261813418340168]
[null,null,null,null,null,null,null,null,3928.1369457706487,79.723641979811219,49.271920451970679]
[null,null,null,null,null,null,null,null,{"$f":"J4331*K4331","v":3929.7486501175385},{"$f":"K4331*$K$1","v":79.739995503750322},49.282027485601191]
[null,null,null,null,null,null,null,null,3931.3606850356618,79.756349027689424,49.292134519231702]
[null,null,null,null,null,null,null,null,3932.9730505250172,79.772702551628527,49.302241552862213]
[null,null,null,null,null,null,null,null,3934.5857465856061,79.789056075567629,49.312348586492725]
[null,null,null,null,null,null,null,null,3936.1987732174275,79.805409599506731,49.322455620123236]
[null,null,null,null,null,null,null,null,3937.8121304204819,79.821763123445834,49.332562653753747]
[null,null,null,null,null,null,null,null,3939.4258181947694,79.838116647384936,49.342669687384259]
[null,null,null,null,null,null,null,null,3941.0398365402893,79.854470171324039,49.35277672101477]
[null,null,null,null,null,null,null,null,3942.6541854570414,79.870823695263127,49.362883754645281]
[null,null,null,null,null,null,null,null,3944.2688649450274,79.887177219202229,49.372990788275793]
[null,null,null,null,null,null,null,null,3945.883875004246,79.903530743141332,49.383097821906304]
[null,null,null,null,null,null,null,null,3947.4992156346975,79.919884267080434,49.393204855536816]
[null,null,null,null,null,null,null,null,3949.1148868363821,79.936237791019536,49.403311889167327]
[null,null,null,null,null,null,null,null,3950.7308886092992,79.952591314958639,49.413418922797838]
[null,null,null,null,null,null,null,null,3952.3472209534493,79.968944838897741,49.42352595642835]
[null,null,null,null,null,null,null,null,3953.9638838688325,79.985298362836843,49.433632990058861]
[null,null,null,null,null,null,null,null,3955.5808773554481,80.001651886775946,49.443740023689372]
[null,null,null,null,null,null,null,null,3957.1982014132968,80.018005410715048,49.453847057319884]
[null,null,null,null,null,null,null,null,3958.8158560423785,80.034358934654151,49.463954090950395]
[null,null,null,null,null,null,null,null,3960.4338412426928,80.050712458593253,49.474061124580906]
[null,null,null,null,null,null,null,null,3962.05215701424,80.067065982532355,49.484168158211418]
[null,null,null,null,null,null,null,null,3963.6708033570194,80.083419506471444,49.494275191841929]
[null,null,null,null,null,null,null,null,3965.2897802710327,80.099773030410546,49.50438222547244]
[null,null,null,null,null,null,null,null,3966.9090877562785,80.116126554349648,49.514489259102952]
[null,null,null,null,null,null,null,null,3968.5287258127573,80.132480078288751,49.524596292733463]
[null,null,null,null,null,null,null,null,3970.1486944404687,80.148833602227853,49.534703326363974]
[null,null,null,null,null,null,null,null,3971.7689936394131,80.165187126166956,49.544810359994486]
[null,null,null,null,null,null,null,null,3973.3896234095905,80.181540650106058,49.554917393624997]
[null,null,null,null,null,null,null,null,3975.0105837510005,80.19789417404516,49.565024427255508]
[null,null,null,null,null,null,null,null,3976.6318746636434,80.214247697984263,{"$f":"K4359+$K$5","v":49.57513146088602}]
[null,null,null,null,null,null,null,null,3978.2534961475194,80.230601221923365,49.585238494516531]
[null,null,null,null,null,null,null,null,3979.8754482026284,80.246954745862467,49.595345528147043]
[null,null,null,null,null,null,null,null,3981.4977308289699,80.26330826980157,49.605452561777554]
[null,null,null,null,null,null,null,null,3983.1203440265444,80.279661793740672,49.615559595408065]
[null,null,null,null,null,null,null,null,3984.7432877953515,80.296015317679775,49.625666629038577]
[null,null,null,null,null,null,null,null,3986.3665621353912,80.312368841618863,49.635773662669088]
[null,null,null,null,null,null,null,null,3987.9901670466643,80.328722365557965,49.645880696299599]
[null,null,null,null,null,null,null,null,3989.6141025291699,80.345075889497068,49.655987729930111]
[null,null,null,null,null,null,null,null,3991.2383685829086,80.36142941343617,49.666094763560622]
[null,null,null,null,null,null,null,null,3992.8629652078803,80.377782937375272,49.676201797191133]
[null,null,null,null,null,null,null,null,3994.487892404085,80.394136461314375,49.686308830821645]
[null,null,null,null,null,null,null,null,3996.1131501715222,80.410489985253477,49.696415864452156]
[null,null,null,null,null,null,null,null,3997.7387385101924,80.42684350919258,49.706522898082667]
[null,null,null,null,null,null,null,null,3999.3646574200952,80.443197033131682,49.716629931713179]
[null,null,null,null,null,null,null,null,4000.9909069012315,80.459550557070784,49.72673696534369]
[null,null,null,null,null,null,null,null,4002.6174869535998,80.475904081009887,49.736843998974201]
[null,null,null,null,null,null,null,null,4004.2443975772017,80.492257604948989,49.746951032604713]
[null,null,null,null,null,null,null,null,4005.871638772036,80.508611128888091,49.757058066235224]
[null,null,null,null,null,null,null,null,4007.4992105381029,80.52496465282718,49.767165099865736]
[null,null,null,null,null,null,null,null,4009.1271128754029,80.541318176766282,49.777272133496247]
[null,null,null,null,null,null,null,null,4010.7553457839363,80.557671700705384,49.787379167126758]
[null,null,null,null,null,null,null,null,4012.3839092637022,80.574025224644487,49.79748620075727]
[null,null,null,null,null,null,null,null,4014.0128033147007,80.590378748583589,49.807593234387781]
[null,null,null,null,null,null,null,null,4015.6420279369322,80.606732272522692,49.817700268018292]
[null,null,null,null,null,null,null,null,4017.2715831303967,80.623085796461794,49.827807301648804]
[null,null,null,null,null,null,null,null,4018.9014688950942,80.639439320400896,49.837914335279315]
[null,null,null,null,null,null,null,null,4020.5316852310243,80.655792844339999,49.848021368909826]
[null,null,null,null,null,null,null,null,4022.1622321381874,80.672146368279101,49.858128402540338]
[null,null,null,null,null,null,null,null,4023.7931096165835,80.688499892218204,49.868235436170849]
[null,null,null,null,null,null,null,null,4025.4243176662126,80.704853416157306,49.87834246980136]
[null,null,null,null,null,null,null,null,4027.0558562870742,80.721206940096408,49.888449503431872]
[null,null,null,null,null,null,null,null,4028.687725479168,80.737560464035496,49.898556537062383]
[null,null,null,null,null,null,null,null,4030.3199252424952,80.753913987974599,49.908663570692894]
[null,null,null,null,null,null,null,null,4031.9524555770554,80.770267511913701,49.918770604323406]
[null,null,null,null,null,null,null,null,{"$f":"J4395*K4395","v":4033.5853164828486},{"$f":"K4395*$K$1","v":80.786621035852804},49.928877637953917]
[null,null,null,null,null,null,null,null,4035.2185079598744,80.802974559791906,49.938984671584429]
[null,null,null,null,null,null,null,null,4036.8520300081332,80.819328083731008,49.94909170521494]
[null,null,null,null,null,null,null,null,4038.485882627625,80.835681607670111,49.959198738845451]
[null,null,null,null,null,null,null,null,4040.1200658183498,80.852035131609213,49.969305772475963]
[null,null,null,null,null,null,null,null,4041.7545795803071,80.868388655548316,49.979412806106474]
[null,null,null,null,null,null,null,null,4043.3894239134975,80.884742179487418,49.989519839736985]
[null,null,null,null,null,null,null,null,4045.0245988179204,80.90109570342652,49.999626873367497]
[null,null,null,null,null,null,null,null,4046.6601042935763,80.917449227365623,50.009733906998008]
[null,null,null,null,null,null,null,null,4048.2959403404652,80.933802751304725,50.019840940628519]
[null,null,null,null,null,null,null,null,4049.9321069585867,80.950156275243828,50.029947974259031]
[null,null,null,null,null,null,null,null,4051.5686041479407,80.966509799182916,50.040055007889542]
[null,null,null,null,null,null,null,null,4053.2054319085282,80.982863323122018,50.050162041520053]
[null,null,null,null,null,null,null,null,4054.8425902403483,80.99921684706112,50.060269075150565]
[null,null,null,null,null,null,null,null,4056.4800791434018,81.015570371000223,50.070376108781076]
[null,null,null,null,null,null,null,null,4058.1178986176874,81.031923894939325,50.080483142411587]
[null,null,null,null,null,null,null,null,4059.7560486632065,81.048277418878428,50.090590176042099]
[null,null,null,null,null,null,null,null,4061.3945292799581,81.06463094281753,50.10069720967261]
[null,null,null,null,null,null,null,null,4063.0333404679427,81.080984466756632,50.110804243303122]
[null,null,null,null,null,null,null,null,4064.6724822271603,81.097337990695735,50.120911276933633]
[null,null,null,null,null,null,null,null,4066.3119545576105,81.113691514634837,50.131018310564144]
[null,null,null,null,null,null,null,null,4067.9517574592937,81.13004503857394,50.141125344194656]
[null,null,null,null,null,null,null,null,4069.5918909322095,81.146398562513042,50.151232377825167]
[null,null,null,null,null,null,null,null,4071.2323549763587,81.162752086452144,50.161339411455678]
[null,null,null,null,null,null,null,null,4072.8731495917395,81.179105610391233,50.17144644508619]
[null,null,null,null,null,null,null,null,4074.5142747783543,81.195459134330335,50.181553478716701]
[null,null,null,null,null,null,null,null,4076.1557305362016,81.211812658269437,50.191660512347212]
[null,null,null,null,null,null,null,null,4077.797516865282,81.22816618220854,50.201767545977724]
[null,null,null,null,null,null,null,null,4079.4396337655953,81.244519706147642,50.211874579608235]
[null,null,null,null,null,null,null,null,4081.0820812371412,81.260873230086744,{"$f":"K4423+$K$5","v":50.221981613238746}]
[null,null,null,null,null,null,null,null,4082.7248592799201,81.277226754025847,50.232088646869258]
[null,null,null,null,null,null,null,null,4084.367967893932,81.293580277964949,50.242195680499769]
[null,null,null,null,null,null,null,null,4086.0114070791765,81.309933801904052,50.25230271413028]
[null,null,null,null,null,null,null,null,4087.6551768356539,81.326287325843154,50.262409747760792]
[null,null,null,null,null,null,null,null,4089.2992771633644,81.342640849782256,50.272516781391303]
[null,null,null,null,null,null,null,null,4090.9437080623075,81.358994373721359,50.282623815021815]
[null,null,null,null,null,null,null,null,4092.5884695324835,81.375347897660461,50.292730848652326]
[null,null,null,null,null,null,null,null,4094.2335615738925,81.391701421599564,50.302837882282837]
[null,null,null,null,null,null,null,null,4095.8789841865332,81.408054945538652,50.312944915913349]
[null,null,null,null,null,null,null,null,4097.5247373704078,81.424408469477754,50.32305194954386]
[null,null,null,null,null,null,null,null,4099.1708211255154,81.440761993416857,50.333158983174371]
[null,null,null,null,null,null,null,null,4100.8172354518556,81.457115517355959,50.343266016804883]
[null,null,null,null,null,null,null,null,4102.4639803494292,81.473469041295061,50.353373050435394]
[null,null,null,null,null,null,null,null,4104.1110558182354,81.489822565234164,50.363480084065905]
[null,null,null,null,null,null,null,null,4105.7584618582741,81.506176089173266,50.373587117696417]
[null,null,null,null,null,null,null,null,4107.4061984695463,81.522529613112368,50.383694151326928]
[null,null,null,null,null,null,null,null,4109.0542656520502,81.538883137051471,50.393801184957439]
[null,null,null,null,null,null,null,null,4110.7026634057884,81.555236660990573,50.403908218587951]
[null,null,null,null,null,null,null,null,4112.3513917307582,81.571590184929676,50.414015252218462]
[null,null,null,null,null,null,null,null,4114.0004506269615,81.587943708868778,50.424122285848973]
[null,null,null,null,null,null,null,null,4115.6498400943974,81.60429723280788,50.434229319479485]
[null,null,null,null,null,null,null,null,4117.2995601330658,81.620650756746969,50.444336353109996]
[null,null,null,null,null,null,null,null,4118.9496107429677,81.637004280686071,50.454443386740508]
[null,null,null,null,null,null,null,null,4120.5999919241021,81.653357804625173,50.464550420371019]
[null,null,null,null,null,null,null,null,4122.25070367647,81.669711328564276,50.47465745400153]
[null,null,null,null,null,null,null,null,4123.9017460000705,81.686064852503378,50.484764487632042]
[null,null,null,null,null,null,null,null,4125.5531188949035,81.702418376442481,50.494871521262553]
[null,null,null,null,null,null,null,null,4127.20482236097,81.718771900381583,50.504978554893064]
[null,null,null,null,null,null,null,null,4128.856856398269,81.735125424320685,50.515085588523576]
[null,null,null,null,null,null,null,null,4130.5092210068005,81.751478948259788,50.525192622154087]
[null,null,null,null,null,null,null,null,4132.1619161865656,81.76783247219889,50.535299655784598]
[null,null,null,null,null,null,null,null,4133.8149419375632,81.784185996137992,50.54540668941511]
[null,null,null,null,null,null,null,null,4135.4682982597933,81.800539520077095,50.555513723045621]
[null,null,null,null,null,null,null,null,4137.1219851532569,81.816893044016197,50.565620756676132]
[null,null,null,null,null,null,null,null,{"$f":"J4459*K4459","v":4138.7760026179521},{"$f":"K4459*$K$1","v":81.833246567955285},50.575727790306644]
[null,null,null,null,null,null,null,null,4140.4303506538809,81.849600091894388,50.585834823937155]
[null,null,null,null,null,null,null,null,4142.085029261043,81.86595361583349,50.595941857567666]
[null,null,null,null,null,null,null,null,4143.7400384394377,81.882307139772593,50.606048891198178]
[null,null,null,null,null,null,null,null,4145.395378189065,81.898660663711695,50.616155924828689]
[null,null,null,null,null,null,null,null,4147.0510485099257,81.915014187650797,50.626262958459201]
[null,null,null,null,null,null,null,null,4148.707049402019,81.9313677115899,50.636369992089712]
[null,null,null,null,null,null,null,null,4150.3633808653449,81.947721235529002,50.646477025720223]
[null,null,null,null,null,null,null,null,4152.0200428999042,81.964074759468105,50.656584059350735]
[null,null,null,null,null,null,null,null,4153.677035505696,81.980428283407207,50.666691092981246]
[null,null,null,null,null,null,null,null,4155.3343586827204,81.996781807346309,50.676798126611757]
[null,null,null,null,null,null,null,null,4156.9920124309783,82.013135331285412,50.686905160242269]
[null,null,null,null,null,null,null,null,4158.6499967504687,82.029488855224514,50.69701219387278]
[null,null,null,null,null,null,null,null,4160.3083116411917,82.045842379163616,50.707119227503291]
[null,null,null,null,null,null,null,null,4161.9669571031473,82.062195903102705,50.717226261133803]
[null,null,null,null,null,null,null,null,4163.6259331363362,82.078549427041807,50.727333294764314]
[null,null,null,null,null,null,null,null,4165.2852397407578,82.094902950980909,50.737440328394825]
[null,null,null,null,null,null,null,null,4166.9448769164128,82.111256474920012,50.747547362025337]
[null,null,null,null,null,null,null,null,4168.6048446633004,82.127609998859114,50.757654395655848]
[null,null,null,null,null,null,null,null,4170.2651429814214,82.143963522798217,50.767761429286359]
[null,null,null,null,null,null,null,null,4171.925771870774,82.160317046737319,50.777868462916871]
[null,null,null,null,null,null,null,null,4173.5867313313602,82.176670570676421,50.787975496547382]
[null,null,null,null,null,null,null,null,4175.2480213631798,82.193024094615524,50.798082530177894]
[null,null,null,null,null,null,null,null,4176.909641966231,82.209377618554626,50.808189563808405]
[null,null,null,null,null,null,null,null,4178.5715931405166,82.225731142493728,50.818296597438916]
[null,null,null,null,null,null,null,null,4180.2338748860338,82.242084666432831,50.828403631069428]
[null,null,null,null,null,null,null,null,4181.8964872027846,82.258438190371933,50.838510664699939]
[null,null,null,null,null,null,null,null,4183.5594300907669,82.274791714311021,50.84861769833045]
[null,null,null,null,null,null,null,null,4185.2227035499827,82.291145238250124,50.858724731960962]
[null,null,null,null,null,null,null,null,4186.886307580432,82.307498762189226,{"$f":"K4487+$K$5","v":50.868831765591473}]
[null,null,null,null,null,null,null,null,4188.5502421821138,82.323852286128329,50.878938799221984]
[null,null,null,null,null,null,null,null,4190.2145073550291,82.340205810067431,50.889045832852496]
[null,null,null,null,null,null,null,null,4191.8791030991761,82.356559334006533,50.899152866483007]
[null,null,null,null,null,null,null,null,4193.5440294145574,82.372912857945636,50.909259900113518]
[null,null,null,null,null,null,null,null,4195.2092863011703,82.389266381884738,50.91936693374403]
[null,null,null,null,null,null,null,null,4196.8748737590167,82.405619905823841,50.929473967374541]
[null,null,null,null,null,null,null,null,4198.5407917880957,82.421973429762943,50.939581001005052]
[null,null,null,null,null,null,null,null,4200.2070403884072,82.438326953702045,50.949688034635564]
[null,null,null,null,null,null,null,null,4201.8736195599522,82.454680477641148,50.959795068266075]
[null,null,null,null,null,null,null,null,4203.5405293027297,82.47103400158025,50.969902101896587]
[null,null,null,null,null,null,null,null,4205.2077696167398,82.487387525519338,50.980009135527098]
[null,null,null,null,null,null,null,null,4206.8753405019834,82.503741049458441,50.990116169157609]
[null,null,null,null,null,null,null,null,4208.5432419584595,82.520094573397543,51.000223202788121]
[null,null,null,null,null,null,null,null,4210.2114739861681,82.536448097336645,51.010330236418632]
[null,null,null,null,null,null,null,null,4211.8800365851102,82.552801621275748,51.020437270049143]
[null,null,null,null,null,null,null,null,4213.5489297552849,82.56915514521485,51.030544303679655]
[null,null,null,null,null,null,null,null,4215.218153496693,82.585508669153953,51.040651337310166]
[null,null,null,null,null,null,null,null,4216.8877078093337,82.601862193093055,51.050758370940677]
[null,null,null,null,null,null,null,null,4218.557592693207,82.618215717032157,51.060865404571189]
[null,null,null,null,null,null,null,null,4220.2278081483128,82.63456924097126,51.0709724382017]
[null,null,null,null,null,null,null,null,4221.898354174652,82.650922764910362,51.081079471832211]
[null,null,null,null,null,null,null,null,4223.5692307722247,82.667276288849465,51.091186505462723]
[null,null,null,null,null,null,null,null,4225.2404379410291,82.683629812788567,51.101293539093234]
[null,null,null,null,null,null,null,null,4226.9119756810669,82.699983336727669,51.111400572723745]
[null,null,null,null,null,null,null,null,4228.5838439923364,82.716336860666758,51.121507606354257]
[null,null,null,null,null,null,null,null,4230.2560428748402,82.73269038460586,51.131614639984768]
[null,null,null,null,null,null,null,null,4231.9285723285766,82.749043908544962,51.14172167361528]
[null,null,null,null,null,null,null,null,4233.6014323535455,82.765397432484065,51.151828707245791]
[null,null,null,null,null,null,null,null,4235.274622949747,82.781750956423167,51.161935740876302]
[null,null,null,null,null,null,null,null,4236.948144117182,82.798104480362269,51.172042774506814]
[null,null,null,null,null,null,null,null,4238.6219958558504,82.814458004301372,51.182149808137325]
[null,null,null,null,null,null,null,null,4240.2961781657505,82.830811528240474,51.192256841767836]
[null,null,null,null,null,null,null,null,4241.970691046884,82.847165052179577,51.202363875398348]
[null,null,null,null,null,null,null,null,4243.6455344992501,82.863518576118679,51.212470909028859]
[null,null,null,null,null,null,null,null,{"$f":"J4523*K4523","v":4245.3207085228496},{"$f":"K4523*$K$1","v":82.879872100057781},51.22257794265937]
[null,null,null,null,null,null,null,null,4246.9962131176817,82.896225623996884,51.232684976289882]
[null,null,null,null,null,null,null,null,4248.6720482837463,82.912579147935986,51.242792009920393]
[null,null,null,null,null,null,null,null,4250.3482140210435,82.928932671875074,51.252899043550904]
[null,null,null,null,null,null,null,null,4252.0247103295742,82.945286195814177,51.263006077181416]
[null,null,null,null,null,null,null,null,4253.7015372093374,82.961639719753279,51.273113110811927]
[null,null,null,null,null,null,null,null,4255.3786946603341,82.977993243692381,51.283220144442438]
[null,null,null,null,null,null,null,null,4257.0561826825633,82.994346767631484,51.29332717807295]
[null,null,null,null,null,null,null,null,4258.7340012760251,83.010700291570586,51.303434211703461]
[null,null,null,null,null,null,null,null,4260.4121504407194,83.027053815509689,51.313541245333973]
[null,null,null,null,null,null,null,null,4262.0906301766472,83.043407339448791,51.323648278964484]
[null,null,null,null,null,null,null,null,4263.7694404838085,83.059760863387893,51.333755312594995]
[null,null,null,null,null,null,null,null,4265.4485813622014,83.076114387326996,51.343862346225507]
[null,null,null,null,null,null,null,null,4267.1280528118277,83.092467911266098,51.353969379856018]
[null,null,null,null,null,null,null,null,4268.8078548326876,83.108821435205201,51.364076413486529]
[null,null,null,null,null,null,null,null,4270.487987424779,83.125174959144303,51.374183447117041]
[null,null,null,null,null,null,null,null,4272.168450588104,83.141528483083405,51.384290480747552]
[null,null,null,null,null,null,null,null,4273.8492443226614,83.157882007022494,51.394397514378063]
[null,null,null,null,null,null,null,null,4275.5303686284515,83.174235530961596,51.404504548008575]
[null,null,null,null,null,null,null,null,4277.211823505475,83.190589054900698,51.414611581639086]
[null,null,null,null,null,null,null,null,4278.8936089537319,83.206942578839801,51.424718615269597]
[null,null,null,null,null,null,null,null,4280.5757249732205,83.223296102778903,51.434825648900109]
[null,null,null,null,null,null,null,null,4282.2581715639426,83.239649626718005,51.44493268253062]
[null,null,null,null,null,null,null,null,4283.9409487258981,83.256003150657108,51.455039716161131]
[null,null,null,null,null,null,null,null,4285.6240564590853,83.27235667459621,51.465146749791643]
[null,null,null,null,null,null,null,null,4287.3074947635059,83.288710198535313,51.475253783422154]
[null,null,null,null,null,null,null,null,4288.99126363916,83.305063722474415,51.485360817052666]
[null,null,null,null,null,null,null,null,4290.6753630860458,83.321417246413517,51.495467850683177]
[null,null,null,null,null,null,null,null,4292.359793104165,83.33777077035262,51.505574884313688]
[null,null,null,null,null,null,null,null,4294.0445536935176,83.354124294291722,{"$f":"K4551+$K$5","v":51.5156819179442}]
[null,null,null,null,null,null,null,null,4295.7296448541019,83.37047781823081,51.525788951574711]
[null,null,null,null,null,null,null,null,4297.4150665859197,83.386831342169913,51.535895985205222]
[null,null,null,null,null,null,null,null,4299.10081888897,83.403184866109015,51.546003018835734]
[null,null,null,null,null,null,null,null,4300.7869017632538,83.419538390048118,51.556110052466245]
[null,null,null,null,null,null,null,null,4302.4733152087701,83.43589191398722,51.566217086096756]
[null,null,null,null,null,null,null,null,4304.160059225519,83.452245437926322,51.576324119727268]
[null,null,null,null,null,null,null,null,4305.8471338135014,83.468598961865425,51.586431153357779]
[null,null,null,null,null,null,null,null,4307.5345389727163,83.484952485804527,51.59653818698829]
[null,null,null,null,null,null,null,null,4309.2222747031637,83.501306009743629,51.606645220618802]
[null,null,null,null,null,null,null,null,4310.9103410048447,83.517659533682732,51.616752254249313]
[null,null,null,null,null,null,null,null,4312.5987378777581,83.534013057621834,51.626859287879824]
[null,null,null,null,null,null,null,null,4314.2874653219051,83.550366581560937,51.636966321510336]
[null,null,null,null,null,null,null,null,4315.9765233372837,83.566720105500039,51.647073355140847]
[null,null,null,null,null,null,null,null,4317.6659119238957,83.583073629439127,51.657180388771359]
[null,null,null,null,null,null,null,null,4319.3556310817403,83.59942715337823,51.66728742240187]
[null,null,null,null,null,null,null,null,4321.0456808108183,83.615780677317332,51.677394456032381]
[null,null,null,null,null,null,null,null,4322.7360611111289,83.632134201256434,51.687501489662893]
[null,null,null,null,null,null,null,null,4324.4267719826721,83.648487725195537,51.697608523293404]
[null,null,null,null,null,null,null,null,4326.1178134254487,83.664841249134639,51.707715556923915]
[null,null,null,null,null,null,null,null,4327.8091854394579,83.681194773073742,51.717822590554427]
[null,null,null,null,null,null,null,null,4329.5008880247005,83.697548297012844,51.727929624184938]
[null,null,null,null,null,null,null,null,4331.1929211811757,83.713901820951946,51.738036657815449]
[null,null,null,null,null,null,null,null,4332.8852849088835,83.730255344891049,51.748143691445961]
[null,null,null,null,null,null,null,null,4334.5779792078238,83.746608868830151,51.758250725076472]
[null,null,null,null,null,null,null,null,4336.2710040779975,83.762962392769253,51.768357758706983]
[null,null,null,null,null,null,null,null,4337.9643595194038,83.779315916708356,51.778464792337495]
[null,null,null,null,null,null,null,null,4339.6580455320436,83.795669440647458,51.788571825968006]
[null,null,null,null,null,null,null,null,4341.352062115915,83.812022964586546,51.798678859598517]
[null,null,null,null,null,null,null,null,4343.0464092710199,83.828376488525649,51.808785893229029]
[null,null,null,null,null,null,null,null,4344.7410869973573,83.844730012464751,51.81889292685954]
[null,null,null,null,null,null,null,null,4346.4360952949282,83.861083536403854,51.828999960490052]
[null,null,null,null,null,null,null,null,4348.1314341637317,83.877437060342956,51.839106994120563]
[null,null,null,null,null,null,null,null,4349.8271036037686,83.893790584282058,51.849214027751074]
[null,null,null,null,null,null,null,null,4351.5231036150381,83.910144108221161,51.859321061381586]
[null,null,null,null,null,null,null,null,{"$f":"J4587*K4587","v":4353.2194341975401},{"$f":"K4587*$K$1","v":83.926497632160263},51.869428095012097]
[null,null,null,null,null,null,null,null,4354.9160953512746,83.942851156099366,51.879535128642608]
[null,null,null,null,null,null,null,null,4356.6130870762427,83.959204680038468,51.88964216227312]
[null,null,null,null,null,null,null,null,4358.3104093724432,83.97555820397757,51.899749195903631]
[null,null,null,null,null,null,null,null,4360.0080622398773,83.991911727916673,51.909856229534142]
[null,null,null,null,null,null,null,null,4361.7060456785439,84.008265251855775,51.919963263164654]
[null,null,null,null,null,null,null,null,4363.4043596884421,84.024618775794863,51.930070296795165]
[null,null,null,null,null,null,null,null,4365.1030042695747,84.040972299733966,51.940177330425676]
[null,null,null,null,null,null,null,null,4366.801979421939,84.057325823673068,51.950284364056188]
[null,null,null,null,null,null,null,null,4368.5012851455376,84.07367934761217,51.960391397686699]
[null,null,null,null,null,null,null,null,4370.2009214403679,84.090032871551273,51.97049843131721]
[null,null,null,null,null,null,null,null,4371.9008883064316,84.106386395490375,51.980605464947722]
[null,null,null,null,null,null,null,null,4373.6011857437279,84.122739919429478,51.990712498578233]
[null,null,null,null,null,null,null,null,4375.3018137522577,84.13909344336858,52.000819532208745]
[null,null,null,null,null,null,null,null,4377.00277233202,84.155446967307682,52.010926565839256]
[null,null,null,null,null,null,null,null,4378.7040614830148,84.171800491246785,52.021033599469767]
[null,null,null,null,null,null,null,null,4380.4056812052431,84.188154015185887,52.031140633100279]
[null,null,null,null,null,null,null,null,4382.107631498704,84.20450753912499,52.04124766673079]
[null,null,null,null,null,null,null,null,4383.8099123633974,84.220861063064092,52.051354700361301]
[null,null,null,null,null,null,null,null,4385.5125237993234,84.23721458700318,52.061461733991813]
[null,null,null,null,null,null,null,null,4387.2154658064819,84.253568110942282,52.071568767622324]
[null,null,null,null,null,null,null,null,4388.9187383848748,84.269921634881385,52.081675801252835]
[null,null,null,null,null,null,null,null,4390.6223415344994,84.286275158820487,52.091782834883347]
[null,null,null,null,null,null,null,null,4392.3262752553574,84.30262868275959,52.101889868513858]
[null,null,null,null,null,null,null,null,4394.0305395474488,84.318982206698692,52.111996902144369]
[null,null,null,null,null,null,null,null,4395.7351344107719,84.335335730637794,52.122103935774881]
[null,null,null,null,null,null,null,null,4397.4400598453285,84.351689254576897,52.132210969405392]
[null,null,null,null,null,null,null,null,4399.1453158511176,84.368042778515999,52.142318003035903]
[null,null,null,null,null,null,null,null,4400.8509024281402,84.384396302455102,52.152425036666415]
[null,null,null,null,null,null,null,null,4402.5568195763954,84.400749826394204,{"$f":"K4615+$K$5","v":52.162532070296926}]
[null,null,null,null,null,null,null,null,4404.263067295883,84.417103350333306,52.172639103927438]
[null,null,null,null,null,null,null,null,4405.9696455866042,84.433456874272409,52.182746137557949]
[null,null,null,null,null,null,null,null,4407.6765544485579,84.449810398211511,52.19285317118846]
[null,null,null,null,null,null,null,null,4409.3837938817433,84.466163922150599,52.202960204818972]
[null,null,null,null,null,null,null,null,4411.091363886163,84.482517446089702,52.213067238449483]
[null,null,null,null,null,null,null,null,4412.7992644618153,84.498870970028804,52.223174272079994]
[null,null,null,null,null,null,null,null,4414.5074956087001,84.515224493967906,52.233281305710506]
[null,null,null,null,null,null,null,null,4416.2160573268184,84.531578017907009,52.243388339341017]
[null,null,null,null,null,null,null,null,4417.9249496161692,84.547931541846111,52.253495372971528]
[null,null,null,null,null,null,null,null,4419.6341724767526,84.564285065785214,52.26360240660204]
[null,null,null,null,null,null,null,null,4421.3437259085695,84.580638589724316,52.273709440232551]
[null,null,null,null,null,null,null,null,4423.0536099116189,84.596992113663418,52.283816473863062]
[null,null,null,null,null,null,null,null,4424.7638244859008,84.613345637602521,52.293923507493574]
[null,null,null,null,null,null,null,null,4426.4743696314163,84.629699161541623,52.304030541124085]
[null,null,null,null,null,null,null,null,4428.1852453481642,84.646052685480726,52.314137574754596]
[null,null,null,null,null,null,null,null,4429.8964516361457,84.662406209419828,52.324244608385108]
[null,null,null,null,null,null,null,null,4431.6079884953579,84.678759733358916,52.334351642015619]
[null,null,null,null,null,null,null,null,4433.3198559258053,84.695113257298019,52.344458675646131]
[null,null,null,null,null,null,null,null,4435.0320539274844,84.711466781237121,52.354565709276642]
[null,null,null,null,null,null,null,null,4436.744582500397,84.727820305176223,52.364672742907153]
[null,null,null,null,null,null,null,null,4438.4574416445421,84.744173829115326,52.374779776537665]
[null,null,null,null,null,null,null,null,4440.1706313599198,84.760527353054428,52.384886810168176]
[null,null,null,null,null,null,null,null,4441.8841516465309,84.77688087699353,52.394993843798687]
[null,null,null,null,null,null,null,null,4443.5980025043746,84.793234400932633,52.405100877429199]
[null,null,null,null,null,null,null,null,4445.3121839334508,84.809587924871735,52.41520791105971]
[null,null,null,null,null,null,null,null,4447.0266959337605,84.825941448810838,52.425314944690221]
[null,null,null,null,null,null,null,null,4448.7415385053027,84.84229497274994,52.435421978320733]
[null,null,null,null,null,null,null,null,4450.4567116480775,84.858648496689042,52.445529011951244]
[null,null,null,null,null,null,null,null,4452.1722153620858,84.875002020628145,52.455636045581755]
[null,null,null,null,null,null,null,null,4453.8880496473266,84.891355544567247,52.465743079212267]
[null,null,null,null,null,null,null,null,4455.6042145038,84.907709068506335,52.475850112842778]
[null,null,null,null,null,null,null,null,4457.3207099315068,84.924062592445438,52.485957146473289]
[null,null,null,null,null,null,null,null,4459.0375359304462,84.94041611638454,52.496064180103801]
[null,null,null,null,null,null,null,null,4460.7546925006181,84.956769640323643,52.506171213734312]
[null,null,null,null,null,null,null,null,{"$f":"J4651*K4651","v":4462.4721796420235},{"$f":"K4651*$K$1","v":84.973123164262745},52.516278247364824]
[null,null,null,null,null,null,null,null,4464.1899973546615,84.989476688201847,52.526385280995335]
[null,null,null,null,null,null,null,null,4465.9081456385329,85.00583021214095,52.536492314625846]
[null,null,null,null,null,null,null,null,4467.626624493636,85.022183736080052,52.546599348256358]
[null,null,null,null,null,null,null,null,4469.3454339199734,85.038537260019154,52.556706381886869]
[null,null,null,null,null,null,null,null,4471.0645739175425,85.054890783958257,52.56681341551738]
[null,null,null,null,null,null,null,null,4472.784044486345,85.071244307897359,52.576920449147892]
[null,null,null,null,null,null,null,null,4474.5038456263801,85.087597831836462,52.587027482778403]
[null,null,null,null,null,null,null,null,4476.2239773376477,85.103951355775564,52.597134516408914]
[null,null,null,null,null,null,null,null,4477.9444396201479,85.120304879714652,52.607241550039426]
[null,null,null,null,null,null,null,null,4479.6652324738825,85.136658403653755,52.617348583669937]
[null,null,null,null,null,null,null,null,4481.3863558988487,85.153011927592857,52.627455617300448]
[null,null,null,null,null,null,null,null,4483.1078098950484,85.169365451531959,52.63756265093096]
[null,null,null,null,null,null,null,null,4484.8295944624806,85.185718975471062,52.647669684561471]
[null,null,null,null,null,null,null,null,4486.5517096011463,85.202072499410164,52.657776718191982]
[null,null,null,null,null,null,null,null,4488.2741553110436,85.218426023349267,52.667883751822494]
[null,null,null,null,null,null,null,null,4489.9969315921753,85.234779547288369,52.677990785453005]
[null,null,null,null,null,null,null,null,4491.7200384445387,85.251133071227471,52.688097819083517]
[null,null,null,null,null,null,null,null,4493.4434758681355,85.267486595166574,52.698204852714028]
[null,null,null,null,null,null,null,null,4495.1672438629648,85.283840119105676,52.708311886344539]
[null,null,null,null,null,null,null,null,4496.8913424290276,85.300193643044778,52.718418919975051]
[null,null,null,null,null,null,null,null,4498.615771566323,85.316547166983881,52.728525953605562]
[null,null,null,null,null,null,null,null,4500.34053127485,85.332900690922969,52.738632987236073]
[null,null,null,null,null,null,null,null,4502.0656215546114,85.349254214862071,52.748740020866585]
[null,null,null,null,null,null,null,null,4503.7910424056045,85.365607738801174,52.758847054497096]
[null,null,null,null,null,null,null,null,4505.5167938278319,85.381961262740276,52.768954088127607]
[null,null,null,null,null,null,null,null,4507.2428758212909,85.398314786679379,52.779061121758119]
[null,null,null,null,null,null,null,null,4508.9692883859834,85.414668310618481,52.78916815538863]
[null,null,null,null,null,null,null,null,4510.6960315219085,85.431021834557583,52.799275189019141]
[null,null,null,null,null,null,null,null,4512.423105229067,85.447375358496686,{"$f":"K4679+$K$5","v":52.809382222649653}]
[null,null,null,null,null,null,null,null,4514.1505095074581,85.463728882435788,52.819489256280164]
[null,null,null,null,null,null,null,null,4515.8782443570817,85.480082406374891,52.829596289910675]
[null,null,null,null,null,null,null,null,4517.6063097779388,85.496435930313993,52.839703323541187]
[null,null,null,null,null,null,null,null,4519.3347057700284,85.512789454253095,52.849810357171698]
[null,null,null,null,null,null,null,null,4521.0634323333506,85.529142978192198,52.85991739080221]
[null,null,null,null,null,null,null,null,4522.7924894679054,85.5454965021313,52.870024424432721]
[null,null,null,null,null,null,null,null,4524.5218771736927,85.561850026070388,52.880131458063232]
[null,null,null,null,null,null,null,null,4526.2515954507144,85.578203550009491,52.890238491693744]
[null,null,null,null,null,null,null,null,4527.9816442989677,85.594557073948593,52.900345525324255]
[null,null,null,null,null,null,null,null,4529.7120237184545,85.610910597887695,52.910452558954766]
[null,null,null,null,null,null,null,null,4531.4427337091747,85.627264121826798,52.920559592585278]
[null,null,null,null,null,null,null,null,4533.1737742711266,85.6436176457659,52.930666626215789]
[null,null,null,null,null,null,null,null,4534.905145404312,85.659971169705003,52.9407736598463]
[null,null,null,null,null,null,null,null,4536.6368471087299,85.676324693644105,52.950880693476812]
[null,null,null,null,null,null,null,null,4538.3688793843812,85.692678217583207,52.960987727107323]
[null,null,null,null,null,null,null,null,4540.1012422312651,85.70903174152231,52.971094760737834]
[null,null,null,null,null,null,null,null,4541.8339356493816,85.725385265461412,52.981201794368346]
[null,null,null,null,null,null,null,null,4543.5669596387315,85.741738789400515,52.991308827998857]
[null,null,null,null,null,null,null,null,4545.300314199314,85.758092313339617,53.001415861629368]
[null,null,null,null,null,null,null,null,4547.0339993311281,85.774445837278705,53.01152289525988]
[null,null,null,null,null,null,null,null,4548.7680150341766,85.790799361217807,53.021629928890391]
[null,null,null,null,null,null,null,null,4550.5023613084577,85.80715288515691,53.031736962520903]
[null,null,null,null,null,null,null,null,4552.2370381539713,85.823506409096012,53.041843996151414]
[null,null,null,null,null,null,null,null,4553.9720455707184,85.839859933035115,53.051951029781925]
[null,null,null,null,null,null,null,null,4555.707383558698,85.856213456974217,53.062058063412437]
[null,null,null,null,null,null,null,null,4557.4430521179102,85.872566980913319,53.072165097042948]
[null,null,null,null,null,null,null,null,4559.1790512483558,85.888920504852422,53.082272130673459]
[null,null,null,null,null,null,null,null,4560.915380950034,85.905274028791524,53.092379164303971]
[null,null,null,null,null,null,null,null,4562.6520412229456,85.921627552730627,53.102486197934482]
[null,null,null,null,null,null,null,null,4564.3890320670889,85.937981076669729,53.112593231564993]
[null,null,null,null,null,null,null,null,4566.1263534824657,85.954334600608831,53.122700265195505]
[null,null,null,null,null,null,null,null,4567.8640054690759,85.970688124547934,53.132807298826016]
[null,null,null,null,null,null,null,null,4569.6019880269178,85.987041648487022,53.142914332456527]
[null,null,null,null,null,null,null,null,4571.3403011559931,86.003395172426124,53.153021366087039]
[null,null,null,null,null,null,null,null,{"$f":"J4715*K4715","v":4573.078944856301},{"$f":"K4715*$K$1","v":86.019748696365227},53.16312839971755]
[null,null,null,null,null,null,null,null,4574.8179191278423,86.036102220304329,53.173235433348061]
[null,null,null,null,null,null,null,null,4576.5572239706162,86.052455744243431,53.183342466978573]
[null,null,null,null,null,null,null,null,4578.2968593846226,86.068809268182534,53.193449500609084]
[null,null,null,null,null,null,null,null,4580.0368253698625,86.085162792121636,53.203556534239596]
[null,null,null,null,null,null,null,null,4581.777121926335,86.101516316060739,53.213663567870107]
[null,null,null,null,null,null,null,null,4583.51774905404,86.117869839999841,53.223770601500618]
[null,null,null,null,null,null,null,null,4585.2587067529785,86.134223363938943,53.23387763513113]
[null,null,null,null,null,null,null,null,4586.9999950231495,86.150576887878046,53.243984668761641]
[null,null,null,null,null,null,null,null,4588.741613864554,86.166930411817148,53.254091702392152]
[null,null,null,null,null,null,null,null,4590.4835632771901,86.183283935756251,53.264198736022664]
[null,null,null,null,null,null,null,null,4592.2258432610597,86.199637459695353,53.274305769653175]
[null,null,null,null,null,null,null,null,4593.9684538161619,86.215990983634441,53.284412803283686]
[null,null,null,null,null,null,null,null,4595.7113949424975,86.232344507573544,53.294519836914198]
[null,null,null,null,null,null,null,null,4597.4546666400656,86.248698031512646,53.304626870544709]
[null,null,null,null,null,null,null,null,4599.1982689088663,86.265051555451748,53.31473390417522]
[null,null,null,null,null,null,null,null,4600.9422017489005,86.281405079390851,53.324840937805732]
[null,null,null,null,null,null,null,null,4602.6864651601672,86.297758603329953,53.334947971436243]
[null,null,null,null,null,null,null,null,4604.4310591426674,86.314112127269055,53.345055005066754]
[null,null,null,null,null,null,null,null,4606.1759836964002,86.330465651208158,53.355162038697266]
[null,null,null,null,null,null,null,null,4607.9212388213655,86.34681917514726,53.365269072327777]
[null,null,null,null,null,null,null,null,4609.6668245175633,86.363172699086363,53.375376105958289]
[null,null,null,null,null,null,null,null,4611.4127407849946,86.379526223025465,53.3854831395888]
[null,null,null,null,null,null,null,null,4613.1589876236585,86.395879746964567,53.395590173219311]
[null,null,null,null,null,null,null,null,4614.9055650335558,86.41223327090367,53.405697206849823]
[null,null,null,null,null,null,null,null,4616.6524730146848,86.428586794842758,53.415804240480334]
[null,null,null,null,null,null,null,null,4618.3997115670472,86.44494031878186,53.425911274110845]
[null,null,null,null,null,null,null,null,4620.1472806906422,86.461293842720963,53.436018307741357]
[null,null,null,null,null,null,null,null,4621.8951803854707,86.477647366660065,53.446125341371868]
[null,null,null,null,null,null,null,null,4623.6434106515317,86.494000890599168,{"$f":"K4743+$K$5","v":53.456232375002379}]
[null,null,null,null,null,null,null,null,4625.3919714888261,86.51035441453827,53.466339408632891]
[null,null,null,null,null,null,null,null,4627.1408628973531,86.526707938477372,53.476446442263402]
[null,null,null,null,null,null,null,null,4628.8900848771127,86.543061462416475,53.486553475893913]
[null,null,null,null,null,null,null,null,4630.6396374281048,86.559414986355577,53.496660509524425]
[null,null,null,null,null,null,null,null,4632.3895205503304,86.575768510294679,53.506767543154936]
[null,null,null,null,null,null,null,null,4634.1397342437886,86.592122034233782,53.516874576785447]
[null,null,null,null,null,null,null,null,4635.8902785084802,86.608475558172884,53.526981610415959]
[null,null,null,null,null,null,null,null,4637.6411533444043,86.624829082111987,53.53708864404647]
[null,null,null,null,null,null,null,null,4639.392358751561,86.641182606051089,53.547195677676982]
[null,null,null,null,null,null,null,null,4641.1438947299503,86.657536129990177,53.557302711307493]
[null,null,null,null,null,null,null,null,4642.895761279573,86.67388965392928,53.567409744938004]
[null,null,null,null,null,null,null,null,4644.6479584004283,86.690243177868382,53.577516778568516]
[null,null,null,null,null,null,null,null,4646.4004860925161,86.706596701807484,53.587623812199027]
[null,null,null,null,null,null,null,null,4648.1533443558374,86.722950225746587,53.597730845829538]
[null,null,null,null,null,null,null,null,4649.9065331903912,86.739303749685689,53.60783787946005]
[null,null,null,null,null,null,null,null,4651.6600525961785,86.755657273624792,53.617944913090561]
[null,null,null,null,null,null,null,null,4653.4139025731984,86.772010797563894,53.628051946721072]
[null,null,null,null,null,null,null,null,4655.1680831214508,86.788364321502996,53.638158980351584]
[null,null,null,null,null,null,null,null,4656.9225942409366,86.804717845442099,53.648266013982095]
[null,null,null,null,null,null,null,null,4658.6774359316551,86.821071369381201,53.658373047612606]
[null,null,null,null,null,null,null,null,4660.432608193606,86.837424893320303,53.668480081243118]
[null,null,null,null,null,null,null,null,4662.1881110267905,86.853778417259406,53.678587114873629]
[null,null,null,null,null,null,null,null,4663.9439444312065,86.870131941198494,53.68869414850414]
[null,null,null,null,null,null,null,null,4665.7001084068561,86.886485465137596,53.698801182134652]
[null,null,null,null,null,null,null,null,4667.4566029537391,86.902838989076699,53.708908215765163]
[null,null,null,null,null,null,null,null,4669.2134280718537,86.919192513015801,53.719015249395675]
[null,null,null,null,null,null,null,null,4670.9705837612028,86.935546036954904,53.729122283026186]
[null,null,null,null,null,null,null,null,4672.7280700217834,86.951899560894006,53.739229316656697]
[null,null,null,null,null,null,null,null,4674.4858868535975,86.968253084833108,53.749336350287209]
[null,null,null,null,null,null,null,null,4676.2440342566451,86.984606608772211,53.75944338391772]
[null,null,null,null,null,null,null,null,4678.0025122309244,87.000960132711313,53.769550417548231]
[null,null,null,null,null,null,null,null,4679.7613207764371,87.017313656650416,53.779657451178743]
[null,null,null,null,null,null,null,null,4681.5204598931832,87.033667180589518,53.789764484809254]
[null,null,null,null,null,null,null,null,4683.279929581161,87.05002070452862,53.799871518439765]
[null,null,null,null,null,null,null,null,{"$f":"J4779*K4779","v":4685.0397298403723},{"$f":"K4779*$K$1","v":87.066374228467723},53.809978552070277]
[null,null,null,null,null,null,null,null,4686.7998606708161,87.082727752406811,53.820085585700788]
[null,null,null,null,null,null,null,null,4688.5603220724925,87.099081276345913,53.830192619331299]
[null,null,null,null,null,null,null,null,4690.3211140454023,87.115434800285016,53.840299652961811]
[null,null,null,null,null,null,null,null,4692.0822365895456,87.131788324224118,53.850406686592322]
[null,null,null,null,null,null,null,null,4693.8436897049205,87.14814184816322,53.860513720222833]
[null,null,null,null,null,null,null,null,4695.6054733915289,87.164495372102323,53.870620753853345]
[null,null,null,null,null,null,null,null,4697.3675876493708,87.180848896041425,53.880727787483856]
[null,null,null,null,null,null,null,null,4699.1300324784443,87.197202419980528,53.890834821114368]
[null,null,null,null,null,null,null,null,4700.8928078787512,87.21355594391963,53.900941854744879]
[null,null,null,null,null,null,null,null,4702.6559138502917,87.229909467858732,53.91104888837539]
[null,null,null,null,null,null,null,null,4704.4193503930637,87.246262991797835,53.921155922005902]
[null,null,null,null,null,null,null,null,4706.1831175070693,87.262616515736937,53.931262955636413]
[null,null,null,null,null,null,null,null,4707.9472151923082,87.27897003967604,53.941369989266924]
[null,null,null,null,null,null,null,null,4709.7116434487798,87.295323563615142,53.951477022897436]
[null,null,null,null,null,null,null,null,4711.476402276483,87.31167708755423,53.961584056527947]
[null,null,null,null,null,null,null,null,4713.2414916754196,87.328030611493332,53.971691090158458]
[null,null,null,null,null,null,null,null,4715.0069116455898,87.344384135432435,53.98179812378897]
[null,null,null,null,null,null,null,null,4716.7726621869924,87.360737659371537,53.991905157419481]
[null,null,null,null,null,null,null,null,4718.5387432996276,87.37709118331064,54.002012191049992]
[null,null,null,null,null,null,null,null,4720.3051549834963,87.393444707249742,54.012119224680504]
[null,null,null,null,null,null,null,null,4722.0718972385976,87.409798231188844,54.022226258311015]
[null,null,null,null,null,null,null,null,4723.8389700649323,87.426151755127947,54.032333291941526]
[null,null,null,null,null,null,null,null,4725.6063734624986,87.442505279067049,54.042440325572038]
[null,null,null,null,null,null,null,null,4727.3741074312984,87.458858803006152,54.052547359202549]
[null,null,null,null,null,null,null,null,4729.1421719713317,87.475212326945254,54.062654392833061]
[null,null,null,null,null,null,null,null,4730.9105670825975,87.491565850884356,54.072761426463572]
[null,null,null,null,null,null,null,null,4732.6792927650959,87.507919374823459,54.082868460094083]
[null,null,null,null,null,null,null,null,4734.4483490188259,87.524272898762547,54.092975493724595]
[null,null,null,null,null,null,null,null,4736.2177358437903,87.540626422701649,{"$f":"K4807+$K$5","v":54.103082527355106}]
[null,null,null,null,null,null,null,null,4737.9874532399872,87.556979946640752,54.113189560985617]
[null,null,null,null,null,null,null,null,4739.7575012074176,87.573333470579854,54.123296594616129]
[null,null,null,null,null,null,null,null,4741.5278797460796,87.589686994518956,54.13340362824664]
[null,null,null,null,null,null,null,null,4743.298588855976,87.606040518458059,54.143510661877151]
[null,null,null,null,null,null,null,null,4745.0696285371041,87.622394042397161,54.153617695507663]
[null,null,null,null,null,null,null,null,4746.8409987894656,87.638747566336264,54.163724729138174]
[null,null,null,null,null,null,null,null,4748.6126996130597,87.655101090275366,54.173831762768685]
[null,null,null,null,null,null,null,null,4750.3847310078863,87.671454614214468,54.183938796399197]
[null,null,null,null,null,null,null,null,4752.1570929739464,87.687808138153571,54.194045830029708]
[null,null,null,null,null,null,null,null,4753.9297855112391,87.704161662092673,54.204152863660219]
[null,null,null,null,null,null,null,null,4755.7028086197652,87.720515186031776,54.214259897290731]
[null,null,null,null,null,null,null,null,4757.4761622995229,87.736868709970864,54.224366930921242]
[null,null,null,null,null,null,null,null,4759.2498465505141,87.753222233909966,54.234473964551754]
[null,null,null,null,null,null,null,null,4761.0238613727388,87.769575757849069,54.244580998182265]
[null,null,null,null,null,null,null,null,4762.7982067661951,87.785929281788171,54.254688031812776]
[null,null,null,null,null,null,null,null,4764.5728827308858,87.802282805727273,54.264795065443288]
[null,null,null,null,null,null,null,null,4766.3478892668081,87.818636329666376,54.274902099073799]
[null,null,null,null,null,null,null,null,4768.1232263739639,87.834989853605478,54.28500913270431]
[null,null,null,null,null,null,null,null,4769.8988940523523,87.85134337754458,54.295116166334822]
[null,null,null,null,null,null,null,null,4771.6748923019741,87.867696901483683,54.305223199965333]
[null,null,null,null,null,null,null,null,4773.4512211228275,87.884050425422785,54.315330233595844]
[null,null,null,null,null,null,null,null,4775.2278805149153,87.900403949361888,54.325437267226356]
[null,null,null,null,null,null,null,null,4777.0048704782348,87.91675747330099,54.335544300856867]
[null,null,null,null,null,null,null,null,4778.7821910127877,87.933110997240092,54.345651334487378]
[null,null,null,null,null,null,null,null,4780.5598421185732,87.949464521179195,54.35575836811789]
[null,null,null,null,null,null,null,null,4782.3378237955912,87.965818045118283,54.365865401748401]
[null,null,null,null,null,null,null,null,4784.1161360438427,87.982171569057385,54.375972435378912]
[null,null,null,null,null,null,null,null,4785.8947788633268,87.998525092996488,54.386079469009424]
[null,null,null,null,null,null,null,null,4787.6737522540443,88.01487861693559,54.396186502639935]
[null,null,null,null,null,null,null,null,4789.4530562159944,88.031232140874693,54.406293536270447]
[null,null,null,null,null,null,null,null,4791.232690749177,88.047585664813795,54.416400569900958]
[null,null,null,null,null,null,null,null,4793.0126558535922,88.063939188752897,54.426507603531469]
[null,null,null,null,null,null,null,null,4794.7929515292408,88.080292712692,54.436614637161981]
[null,null,null,null,null,null,null,null,4796.5735777761229,88.096646236631102,54.446721670792492]
[null,null,null,null,null,null,null,null,{"$f":"J4843*K4843","v":4798.3545345942366},{"$f":"K4843*$K$1","v":88.112999760570204},54.456828704423003]
[null,null,null,null,null,null,null,null,4800.1358219835838,88.129353284509307,54.466935738053515]
[null,null,null,null,null,null,null,null,4801.9174399441636,88.145706808448409,54.477042771684026]
[null,null,null,null,null,null,null,null,4803.6993884759768,88.162060332387512,54.487149805314537]
[null,null,null,null,null,null,null,null,4805.4816675790216,88.1784138563266,54.497256838945049]
[null,null,null,null,null,null,null,null,4807.2642772533,88.194767380265702,54.50736387257556]
[null,null,null,null,null,null,null,null,4809.0472174988117,88.211120904204805,54.517470906206071]
[null,null,null,null,null,null,null,null,4810.8304883155561,88.227474428143907,54.527577939836583]
[null,null,null,null,null,null,null,null,4812.614089703533,88.243827952083009,54.537684973467094]
[null,null,null,null,null,null,null,null,4814.3980216627433,88.260181476022112,54.547792007097605]
[null,null,null,null,null,null,null,null,4816.1822841931862,88.276534999961214,54.557899040728117]
[null,null,null,null,null,null,null,null,4817.9668772948617,88.292888523900316,54.568006074358628]
[null,null,null,null,null,null,null,null,4819.7518009677706,88.309242047839419,54.57811310798914]
[null,null,null,null,null,null,null,null,4821.537055211912,88.325595571778521,54.588220141619651]
[null,null,null,null,null,null,null,null,4823.3226400272861,88.341949095717624,54.598327175250162]
[null,null,null,null,null,null,null,null,4825.1085554138936,88.358302619656726,54.608434208880674]
[null,null,null,null,null,null,null,null,4826.8948013717336,88.374656143595828,54.618541242511185]
[null,null,null,null,null,null,null,null,4828.6813779008062,88.391009667534931,54.628648276141696]
[null,null,null,null,null,null,null,null,4830.4682850011113,88.407363191474019,54.638755309772208]
[null,null,null,null,null,null,null,null,4832.2555226726499,88.423716715413121,54.648862343402719]
[null,null,null,null,null,null,null,null,4834.0430909154211,88.440070239352224,54.65896937703323]
[null,null,null,null,null,null,null,null,4835.8309897294257,88.456423763291326,54.669076410663742]
[null,null,null,null,null,null,null,null,4837.6192191146629,88.472777287230429,54.679183444294253]
[null,null,null,null,null,null,null,null,4839.4077790711326,88.489130811169531,54.689290477924764]
[null,null,null,null,null,null,null,null,4841.1966695988358,88.505484335108633,54.699397511555276]
[null,null,null,null,null,null,null,null,4842.9858906977715,88.521837859047736,54.709504545185787]
[null,null,null,null,null,null,null,null,4844.7754423679398,88.538191382986838,54.719611578816298]
[null,null,null,null,null,null,null,null,4846.5653246093416,88.55454490692594,54.72971861244681]
[null,null,null,null,null,null,null,null,4848.3555374219759,88.570898430865043,54.739825646077321]
[null,null,null,null,null,null,null,null,4850.1460808058428,88.587251954804145,{"$f":"K4871+$K$5","v":54.749932679707833}]
[null,null,null,null,null,null,null,null,4851.9369547609431,88.603605478743248,54.760039713338344]
[null,null,null,null,null,null,null,null,4853.728159287275,88.619959002682336,54.770146746968855]
[null,null,null,null,null,null,null,null,4855.5196943848414,88.636312526621438,54.780253780599367]
[null,null,null,null,null,null,null,null,4857.3115600536394,88.652666050560541,54.790360814229878]
[null,null,null,null,null,null,null,null,4859.1037562936708,88.669019574499643,54.800467847860389]
[null,null,null,null,null,null,null,null,4860.8962831049357,88.685373098438745,54.810574881490901]
[null,null,null,null,null,null,null,null,4862.6891404874332,88.701726622377848,54.820681915121412]
[null,null,null,null,null,null,null,null,4864.4823284411632,88.71808014631695,54.830788948751923]
[null,null,null,null,null,null,null,null,4866.2758469661258,88.734433670256053,54.840895982382435]
[null,null,null,null,null,null,null,null,4868.0696960623218,88.750787194195155,54.851003016012946]
[null,null,null,null,null,null,null,null,4869.8638757297504,88.767140718134257,54.861110049643457]
[null,null,null,null,null,null,null,null,4871.6583859684115,88.78349424207336,54.871217083273969]
[null,null,null,null,null,null,null,null,4873.4532267783061,88.799847766012462,54.88132411690448]
[null,null,null,null,null,null,null,null,4875.2483981594332,88.816201289951564,54.891431150534991]
[null,null,null,null,null,null,null,null,4877.0439001117929,88.832554813890653,54.901538184165503]
[null,null,null,null,null,null,null,null,4878.8397326353861,88.848908337829755,54.911645217796014]
[null,null,null,null,null,null,null,null,4880.6358957302118,88.865261861768857,54.921752251426526]
[null,null,null,null,null,null,null,null,4882.4323893962701,88.88161538570796,54.931859285057037]
[null,null,null,null,null,null,null,null,4884.2292136335618,88.897968909647062,54.941966318687548]
[null,null,null,null,null,null,null,null,4886.0263684420861,88.914322433586165,54.95207335231806]
[null,null,null,null,null,null,null,null,4887.8238538218429,88.930675957525267,54.962180385948571]
[null,null,null,null,null,null,null,null,4889.6216697728332,88.947029481464369,54.972287419579082]
[null,null,null,null,null,null,null,null,4891.4198162950561,88.963383005403472,54.982394453209594]
[null,null,null,null,null,null,null,null,4893.2182933885124,88.979736529342574,54.992501486840105]
[null,null,null,null,null,null,null,null,4895.0171010532013,88.996090053281677,55.002608520470616]
[null,null,null,null,null,null,null,null,4896.8162392891227,89.012443577220779,55.012715554101128]
[null,null,null,null,null,null,null,null,4898.6157080962766,89.028797101159881,55.022822587731639]
[null,null,null,null,null,null,null,null,4900.4155074746641,89.045150625098984,55.03292962136215]
[null,null,null,null,null,null,null,null,4902.2156374242841,89.061504149038072,55.043036654992662]
[null,null,null,null,null,null,null,null,4904.0160979451366,89.077857672977174,55.053143688623173]
[null,null,null,null,null,null,null,null,4905.8168890372226,89.094211196916277,55.063250722253684]
[null,null,null,null,null,null,null,null,4907.6180107005412,89.110564720855379,55.073357755884196]
[null,null,null,null,null,null,null,null,4909.4194629350932,89.126918244794481,55.083464789514707]
[null,null,null,null,null,null,null,null,4911.2212457408768,89.143271768733584,55.093571823145219]
[null,null,null,null,null,null,null,null,{"$f":"J4907*K4907","v":4913.0233591178949},{"$f":"K4907*$K$1","v":89.159625292672686},55.10367885677573]
[null,null,null,null,null,null,null,null,4914.8258030661445,89.175978816611789,55.113785890406241]
[null,null,null,null,null,null,null,null,4916.6285775856277,89.192332340550891,55.123892924036753]
[null,null,null,null,null,null,null,null,4918.4316826763434,89.208685864489993,55.133999957667264]
[null,null,null,null,null,null,null,null,4920.2351183382925,89.225039388429096,55.144106991297775]
[null,null,null,null,null,null,null,null,4922.0388845714742,89.241392912368198,55.154214024928287]
[null,null,null,null,null,null,null,null,4923.8429813758885,89.257746436307301,55.164321058558798]
[null,null,null,null,null,null,null,null,4925.6474087515353,89.274099960246389,55.174428092189309]
[null,null,null,null,null,null,null,null,4927.4521666984147,89.290453484185491,55.184535125819821]
[null,null,null,null,null,null,null,null,4929.2572552165284,89.306807008124593,55.194642159450332]
[null,null,null,null,null,null,null,null,4931.0626743058738,89.323160532063696,55.204749193080843]
[null,null,null,null,null,null,null,null,4932.8684239664526,89.339514056002798,55.214856226711355]
[null,null,null,null,null,null,null,null,4934.674504198264,89.355867579941901,55.224963260341866]
[null,null,null,null,null,null,null,null,4936.4809150013089,89.372221103881003,55.235070293972377]
[null,null,null,null,null,null,null,null,4938.2876563755863,89.388574627820105,55.245177327602889]
[null,null,null,null,null,null,null,null,4940.0947283210962,89.404928151759208,55.2552843612334]
[null,null,null,null,null,null,null,null,4941.9021308378396,89.42128167569831,55.265391394863912]
[null,null,null,null,null,null,null,null,4943.7098639258156,89.437635199637413,55.275498428494423]
[null,null,null,null,null,null,null,null,4945.5179275850242,89.453988723576515,55.285605462124934]
[null,null,null,null,null,null,null,null,4947.3263218154652,89.470342247515617,55.295712495755446]
[null,null,null,null,null,null,null,null,4949.1350466171398,89.486695771454706,55.305819529385957]
[null,null,null,null,null,null,null,null,4950.9441019900469,89.503049295393808,55.315926563016468]
[null,null,null,null,null,null,null,null,4952.7534879341865,89.51940281933291,55.32603359664698]
[null,null,null,null,null,null,null,null,4954.5632044495596,89.535756343272013,55.336140630277491]
[null,null,null,null,null,null,null,null,4956.3732515361662,89.552109867211115,55.346247663908002]
[null,null,null,null,null,null,null,null,4958.1836291940044,89.568463391150217,55.356354697538514]
[null,null,null,null,null,null,null,null,4959.9943374230761,89.58481691508932,55.366461731169025]
[null,null,null,null,null,null,null,null,4961.8053762233812,89.601170439028422,55.376568764799536]
[null,null,null,null,null,null,null,null,4963.616745594918,89.617523962967525,55.386675798430048]
[null,null,null,null,null,null,null,null,4965.4284455376883,89.633877486906627,{"$f":"K4935+$K$5","v":55.396782832060559}]
[null,null,null,null,null,null,null,null,4967.240476051692,89.650231010845729,55.40688986569107]
[null,null,null,null,null,null,null,null,4969.0528371369273,89.666584534784832,55.416996899321582]
[null,null,null,null,null,null,null,null,4970.8655287933962,89.682938058723934,55.427103932952093]
[null,null,null,null,null,null,null,null,4972.6785510210984,89.699291582663037,55.437210966582604]
[null,null,null,null,null,null,null,null,4974.4919038200314,89.715645106602125,55.447318000213116]
[null,null,null,null,null,null,null,null,4976.3055871901988,89.731998630541227,55.457425033843627]
[null,null,null,null,null,null,null,null,4978.1196011315997,89.74835215448033,55.467532067474139]
[null,null,null,null,null,null,null,null,4979.9339456442322,89.764705678419432,55.47763910110465]
[null,null,null,null,null,null,null,null,4981.7486207280981,89.781059202358534,55.487746134735161]
[null,null,null,null,null,null,null,null,4983.5636263831975,89.797412726297637,55.497853168365673]
[null,null,null,null,null,null,null,null,4985.3789626095286,89.813766250236739,55.507960201996184]
[null,null,null,null,null,null,null,null,4987.1946294070931,89.830119774175841,55.518067235626695]
[null,null,null,null,null,null,null,null,4989.0106267758911,89.846473298114944,55.528174269257207]
[null,null,null,null,null,null,null,null,4990.8269547159216,89.862826822054046,55.538281302887718]
[null,null,null,null,null,null,null,null,4992.6436132271847,89.879180345993149,55.548388336518229]
[null,null,null,null,null,null,null,null,4994.4606023096803,89.895533869932251,55.558495370148741]
[null,null,null,null,null,null,null,null,4996.2779219634094,89.911887393871353,55.568602403779252]
[null,null,null,null,null,null,null,null,4998.0955721883702,89.928240917810442,55.578709437409763]
[null,null,null,null,null,null,null,null,4999.9135529845644,89.944594441749544,55.588816471040275]
[null,null,null,null,null,null,null,null,5001.731864351992,89.960947965688646,55.598923504670786]
[null,null,null,null,null,null,null,null,{"$f":"J4957*K4957","v":5003.5505062906523},{"$f":"K4957*$K$1","v":89.977301489627749},55.609030538301297]
[null,null,null,null,null,null,null,null,5005.369478800545,89.993655013566851,55.619137571931809]
[null,null,null,null,null,null,null,null,5007.1887818816713,90.010008537505954,55.62924460556232]
[null,null,null,null,null,null,null,null,5009.0084155340301,90.026362061445056,55.639351639192832]
[null,null,null,null,null,null,null,null,5010.8283797576223,90.042715585384158,55.649458672823343]
[null,null,null,null,null,null,null,null,5012.6486745524462,90.059069109323261,55.659565706453854]
[null,null,null,null,null,null,null,null,5014.4692999185045,90.075422633262363,55.669672740084366]

{"sheet":"Пирог крыша пол","index":5,"n_rows":0,"n_cols":0,"rows_kept":0,"cut":false,"hidden":true,"merged":[[24,0,24,1],[0,0,0,4],[6,0,6,1],[7,0,7,1],[8,0,8,1],[9,0,9,1],[10,0,10,1],[16,0,16,4],[20,0,20,1],[21,0,21,1],[22,0,22,1],[23,0,23,1]]}

{"sheet":"Федя догрев","index":6,"n_rows":0,"n_cols":0,"rows_kept":0,"cut":false,"hidden":true,"merged":[[41,3,41,4],[41,6,41,11],[42,3,42,4],[42,6,42,11],[43,3,43,4],[43,6,43,11],[40,3,40,11],[36,0,36,1],[36,3,36,4],[36,6,36,7],[36,8,36,9],[36,10,36,11],[37,0,37,1],[37,3,37,4],[37,6,37,7],[37,8,37,9],[37,10,37,11],[38,0,38,1],[38,3,38,4],[38,6,38,7],[38,8,38,9],[38,10,38,11],[35,10,35,11],[4,0,4,24],[16,0,16,4],[17,0,17,4],[18,0,18,4],[19,0,19,4],[20,0,20,4],[22,0,22,4],[35,0,35,1],[35,3,35,4],[35,6,35,7],[35,8,35,9],[0,21,2,21],[0,22,2,22],[0,23,2,23],[0,24,2,24],[1,2,2,2],[1,4,2,4],[1,5,1,6],[1,8,2,8],[0,12,2,12],[0,13,2,13],[0,14,0,17],[0,18,2,18],[0,19,2,19],[0,20,2,20],[0,11,2,11],[0,0,2,0],[0,1,2,1],[0,2,0,8],[0,9,2,9],[0,10,2,10]]}

{"sheet":"Матрица","index":7,"n_rows":309,"n_cols":28,"rows_kept":309,"cut":false,"hidden":true,"merged":[]}
[null,null,"шифр",{"$f":"CONCATENATE(Интерфейс!BA8,Интерфейс!AG41,Расчет!C39)","v":{"$error":"#N/A"}},null,{"$f":"CONCATENATE(Интерфейс!BA8,Интерфейс!AG41)","v":"выберитевыберите"}]
[]
["HC20-3S",null,null,"90/70",null,null,null,null,"80/60",null,null,null,null,"70/50",null,null,null,null,"50/30",null,null,null,null,"120/90"]
["температура воздуха на входе ºC",0,5,10,15,20,0,5,10,15,20,0,5,10,15,20,0,5,10,15,20,0,5,10,15,20]
["тепловая мощность кВт 3-я",21.4,19.7,18,16.399999999999999,14.7,18.100000000000001,16.399999999999999,14.7,13.1,11.5,14.7,13.1,11.5,9.9,8.3699999999999992,7.95,6.44,4.9800000000000004,3.55,2.1800000000000002,28.4,26.6,24.8,23.1,21.4]
["2-я",17.3,15.9,14.6,13.2,12,14.7,13.3,12,10.7,9.39,12,10.6,9.34,8.07,6.84,6.56,5.33,4.13,2.98,1.86,23,21.5,20.100000000000001,18.7,17.3]
["1-я",13.3,12.2,11.2,10.199999999999999,9.14,11.3,10.199999999999999,9.18,8.1999999999999993,7.23,9.2100000000000009,8.1999999999999993,7.21,6.25,5.31,5.12,4.18,3.26,2.37,1.51,17.600000000000001,16.5,15.4,14.3,13.3]
["температура воздуха на выходе ºC 3-я",18.600000000000001,22.4,26.2,30,33.799999999999997,15.7,19.5,23.3,27,30.8,12.8,16.600000000000001,20.3,24.1,27.8,6.9,10.7,14.5,18.3,22,24.7,28.5,32.4,36.200000000000003,40]
["2-я",22.4,26,29.6,33.1,36.6,19,22.5,26.1,29.5,33,15.5,19,22.5,26,29.5,8.5,12,15.5,19.100000000000001,22.6,29.7,33.299999999999997,36.9,40.5,44.1]
["1-я",27.4,30.6,33.799999999999997,37.1,40.200000000000003,23.2,26.4,29.6,32.799999999999997,36,19,22.2,25.4,28.6,31.7,10.6,13.8,17,20.2,23.3,36.200000000000003,39.6,42.8,43.1,49.3]
["расход воды м³/ч 3-я",0.94,0.87,0.79,0.72,0.65,0.79,0.72,0.65,0.57999999999999996,0.51,0.64,0.56999999999999995,0.5,0.43,0.37,0.35,0.28000000000000003,0.22,0.15,0.09,0.84,0.78,0.73,0.68,0.63]
["2-я",0.76,0.7,0.64,0.57999999999999996,0.53,0.64,0.57999999999999996,0.53,0.47,0.41,0.52,0.47,0.41,0.35,0.3,0.28000000000000003,0.23,0.18,0.13,0.08,0.68,0.64,0.59,0.55000000000000004,0.51]
["1-я",0.57999999999999996,0.54,0.49,0.45,0.4,0.49,0.45,0.4,0.36,0.32,0.4,0.36,0.32,0.27,0.23,0.22,0.18,0.14000000000000001,0.1,7.0000000000000007E-2,0.52,0.49,0.45,0.42,0.39]
["гидравлическое сопротивление кПа 3-я",6,5,4,5,4,4,5,4,3,3,4,3,3,4,3,3,2,4,4,1,4,4,5,4,4]
["2-я",4,3,3,2,2,3,2,2,2,1,2,2,1,1,1,1,0,0,0,0,3,3,2,2,2]
["1-я",2,2,2,1,1,2,1,1,1,1,1,1,1,1,0,0,0,0,0,0,2,2,1,1,1]
[]
["тепловая мощность кВт 3-я","090/703","590/703","1090/703","1590/703","2090/703","080/603","580/603","1080/603","1580/603","2080/603","070/503","570/503","1070/503","1570/503","2070/503","050/303","550/303","1050/303","1550/303","2050/303","0120/903","5120/903","10120/903","15120/903","20120/903"]
["2-я","090/702","590/702","1090/702","1590/702","2090/702","080/602","580/602","1080/602","1580/602","2080/602","070/502","570/502","1070/502","1570/502","2070/502","050/302","550/302","1050/302","1550/302","2050/302","0120/902","5120/902","10120/902","15120/902","20120/902"]
["1-я","090/701","590/701","1090/701","1590/701","2090/701","080/601","580/601","1080/601","1580/601","2080/601","070/501","570/501","1070/501","1570/501","2070/501","050/301","550/301","1050/301","1550/301","2050/301","0120/901","5120/901","10120/901","15120/901","20120/901"]
[null,"090/70","590/70","1090/70","1590/70","2090/70","080/60","580/60","1080/60","1580/60","2080/60","070/50","570/50","1070/50","1570/50","2070/50","050/30","550/30","1050/30","1550/30","2050/30","0120/90","5120/90","10120/90","15120/90","20120/90"]
[null,"090/70","590/70","1090/70","1590/70","2090/70","080/60","580/60","1080/60","1580/60","2080/60","070/50","570/50","1070/50","1570/50","2070/50","050/30","550/30","1050/30","1550/30","2050/30","0120/90","5120/90","10120/90","15120/90","20120/90"]
[null,"090/70","590/70","1090/70","1590/70","2090/70","080/60","580/60","1080/60","1580/60","2080/60","070/50","570/50","1070/50","1570/50","2070/50","050/30","550/30","1050/30","1550/30","2050/30","0120/90","5120/90","10120/90","15120/90","20120/90"]
[null,null,null,null,null,null,null,null,null,null,null,null,null,null,null,null,null,null,null,null,null,null,null,null,null,null,{"$f":"A3","v":"HC20-3S"}]
["тепловая мощность кВт 3-я",{"$f":"IF(B18=$D$1,B5,0)","v":{"$error":"#N/A"}},{"$f":"IF(C18=$D$1,C5,0)","v":{"$error":"#N/A"}},{"$error":"#N/A"},{"$error":"#N/A"},{"$error":"#N/A"},{"$error":"#N/A"},{"$error":"#N/A"},{"$error":"#N/A"},{"$f":"IF(J18=$D$1,J5,0)","v":{"$error":"#N/A"}},{"$error":"#N/A"},{"$f":"IF(L18=$D$1,L5,0)","v":{"$error":"#N/A"}},{"$error":"#N/A"},{"$error":"#N/A"},{"$error":"#N/A"},{"$error":"#N/A"},{"$error":"#N/A"},{"$error":"#N/A"},{"$error":"#N/A"},{"$f":"IF(T18=$D$1,T5,0)","v":{"$error":"#N/A"}},{"$error":"#N/A"},{"$error":"#N/A"},{"$error":"#N/A"},{"$error":"#N/A"},{"$f":"IF(Y18=$D$1,Y5,0)","v":{"$error":"#N/A"}},{"$error":"#N/A"},{"$f":"MAX(B25:Z25)","v":{"$error":"#N/A"}},{"$f":"MAX(AA25:AA27)","v":{"$error":"#N/A"}}]
["2-я",{"$f":"IF(B19=$D$1,B6,0)","v":{"$error":"#N/A"}},{"$error":"#N/A"},{"$error":"#N/A"},{"$error":"#N/A"},{"$error":"#N/A"},{"$error":"#N/A"},{"$error":"#N/A"},{"$error":"#N/A"},{"$error":"#N/A"},{"$error":"#N/A"},{"$error":"#N/A"},{"$error":"#N/A"},{"$error":"#N/A"},{"$error":"#N/A"},{"$error":"#N/A"},{"$error":"#N/A"},{"$error":"#N/A"},{"$error":"#N/A"},{"$error":"#N/A"},{"$error":"#N/A"},{"$f":"IF(V19=$D$1,V6,0)","v":{"$error":"#N/A"}},{"$error":"#N/A"},{"$error":"#N/A"},{"$error":"#N/A"},{"$error":"#N/A"},{"$f":"MAX(B26:Z26)","v":{"$error":"#N/A"}}]
["1-я",{"$f":"IF(B20=$D$1,B7,0)","v":{"$error":"#N/A"}},{"$error":"#N/A"},{"$error":"#N/A"},{"$error":"#N/A"},{"$error":"#N/A"},{"$error":"#N/A"},{"$error":"#N/A"},{"$error":"#N/A"},{"$error":"#N/A"},{"$error":"#N/A"},{"$error":"#N/A"},{"$error":"#N/A"},{"$error":"#N/A"},{"$error":"#N/A"},{"$error":"#N/A"},{"$error":"#N/A"},{"$error":"#N/A"},{"$error":"#N/A"},{"$error":"#N/A"},{"$error":"#N/A"},{"$f":"IF(V20=$D$1,V7,0)","v":{"$error":"#N/A"}},{"$error":"#N/A"},{"$error":"#N/A"},{"$error":"#N/A"},{"$error":"#N/A"},{"$error":"#N/A"}]
["температура воздуха на выходе ºC 3-я",{"$f":"IF(B18=$D$1,B8,0)","v":{"$error":"#N/A"}},{"$f":"IF(C18=$D$1,C8,0)","v":{"$error":"#N/A"}},{"$error":"#N/A"},{"$error":"#N/A"},{"$error":"#N/A"},{"$error":"#N/A"},{"$f":"IF(H18=$D$1,H8,0)","v":{"$error":"#N/A"}},{"$error":"#N/A"},{"$error":"#N/A"},{"$error":"#N/A"},{"$f":"IF(L18=$D$1,L8,0)","v":{"$error":"#N/A"}},{"$f":"IF(M18=$D$1,M8,0)","v":{"$error":"#N/A"}},{"$error":"#N/A"},{"$error":"#N/A"},{"$error":"#N/A"},{"$error":"#N/A"},{"$error":"#N/A"},{"$error":"#N/A"},{"$error":"#N/A"},{"$error":"#N/A"},{"$f":"IF(V18=$D$1,V8,0)","v":{"$error":"#N/A"}},{"$error":"#N/A"},{"$error":"#N/A"},{"$error":"#N/A"},{"$error":"#N/A"},{"$error":"#N/A"},{"$f":"MAX(AA28:AA30)","v":{"$error":"#N/A"}}]
["2-я",{"$f":"IF(B19=$D$1,B9,0)","v":{"$error":"#N/A"}},{"$f":"IF(C19=$D$1,C9,0)","v":{"$error":"#N/A"}},{"$f":"IF(D19=$D$1,D9,0)","v":{"$error":"#N/A"}},{"$f":"IF(E19=$D$1,E9,0)","v":{"$error":"#N/A"}},{"$f":"IF(F19=$D$1,F9,0)","v":{"$error":"#N/A"}},{"$f":"IF(G19=$D$1,G9,0)","v":{"$error":"#N/A"}},{"$f":"IF(H19=$D$1,H9,0)","v":{"$error":"#N/A"}},{"$error":"#N/A"},{"$error":"#N/A"},{"$error":"#N/A"},{"$error":"#N/A"},{"$error":"#N/A"},{"$error":"#N/A"},{"$error":"#N/A"},{"$error":"#N/A"},{"$error":"#N/A"},{"$f":"IF(R19=$D$1,R9,0)","v":{"$error":"#N/A"}},{"$error":"#N/A"},{"$error":"#N/A"},{"$error":"#N/A"},{"$error":"#N/A"},{"$f":"IF(W19=$D$1,W9,0)","v":{"$error":"#N/A"}},{"$error":"#N/A"},{"$error":"#N/A"},{"$error":"#N/A"},{"$error":"#N/A"}]
["1-я",{"$f":"IF(B20=$D$1,B10,0)","v":{"$error":"#N/A"}},{"$f":"IF(C20=$D$1,C10,0)","v":{"$error":"#N/A"}},{"$error":"#N/A"},{"$error":"#N/A"},{"$error":"#N/A"},{"$f":"IF(G20=$D$1,G10,0)","v":{"$error":"#N/A"}},{"$f":"IF(H20=$D$1,H10,0)","v":{"$error":"#N/A"}},{"$error":"#N/A"},{"$error":"#N/A"},{"$error":"#N/A"},{"$error":"#N/A"},{"$error":"#N/A"},{"$error":"#N/A"},{"$error":"#N/A"},{"$error":"#N/A"},{"$error":"#N/A"},{"$f":"IF(R20=$D$1,R10,0)","v":{"$error":"#N/A"}},{"$error":"#N/A"},{"$error":"#N/A"},{"$error":"#N/A"},{"$error":"#N/A"},{"$f":"IF(W20=$D$1,W10,0)","v":{"$error":"#N/A"}},{"$error":"#N/A"},{"$error":"#N/A"},{"$error":"#N/A"},{"$error":"#N/A"}]
["расход воды м³/ч 3-я",{"$f":"IF(B18=$D$1,B11,0)","v":{"$error":"#N/A"}},{"$f":"IF(C18=$D$1,C11,0)","v":{"$error":"#N/A"}},{"$error":"#N/A"},{"$error":"#N/A"},{"$error":"#N/A"},{"$f":"IF(G18=$D$1,G11,0)","v":{"$error":"#N/A"}},{"$f":"IF(H18=$D$1,H11,0)","v":{"$error":"#N/A"}},{"$error":"#N/A"},{"$error":"#N/A"},{"$error":"#N/A"},{"$f":"IF(L18=$D$1,L11,0)","v":{"$error":"#N/A"}},{"$f":"IF(M18=$D$1,M11,0)","v":{"$error":"#N/A"}},{"$error":"#N/A"},{"$error":"#N/A"},{"$error":"#N/A"},{"$f":"IF(Q18=$D$1,Q11,0)","v":{"$error":"#N/A"}},{"$f":"IF(R18=$D$1,R11,0)","v":{"$error":"#N/A"}},{"$error":"#N/A"},{"$error":"#N/A"},{"$error":"#N/A"},{"$f":"IF(V18=$D$1,V11,0)","v":{"$error":"#N/A"}},{"$f":"IF(W18=$D$1,W11,0)","v":{"$error":"#N/A"}},{"$error":"#N/A"},{"$error":"#N/A"},{"$error":"#N/A"},{"$error":"#N/A"},{"$f":"MAX(AA31:AA33)","v":{"$error":"#N/A"}}]
["2-я",{"$f":"IF(B19=$D$1,B12,0)","v":{"$error":"#N/A"}},{"$error":"#N/A"},{"$error":"#N/A"},{"$error":"#N/A"},{"$error":"#N/A"},{"$f":"IF(G19=$D$1,G12,0)","v":{"$error":"#N/A"}},{"$error":"#N/A"},{"$error":"#N/A"},{"$error":"#N/A"},{"$error":"#N/A"},{"$error":"#N/A"},{"$error":"#N/A"},{"$error":"#N/A"},{"$error":"#N/A"},{"$error":"#N/A"},{"$f":"IF(Q19=$D$1,Q12,0)","v":{"$error":"#N/A"}},{"$error":"#N/A"},{"$error":"#N/A"},{"$error":"#N/A"},{"$error":"#N/A"},{"$f":"IF(V19=$D$1,V12,0)","v":{"$error":"#N/A"}},{"$error":"#N/A"},{"$error":"#N/A"},{"$error":"#N/A"},{"$error":"#N/A"},{"$error":"#N/A"}]
["1-я",{"$error":"#N/A"},{"$error":"#N/A"},{"$error":"#N/A"},{"$error":"#N/A"},{"$error":"#N/A"},{"$f":"IF(G20=$D$1,G13,0)","v":{"$error":"#N/A"}},{"$error":"#N/A"},{"$error":"#N/A"},{"$error":"#N/A"},{"$error":"#N/A"},{"$error":"#N/A"},{"$error":"#N/A"},{"$error":"#N/A"},{"$error":"#N/A"},{"$error":"#N/A"},{"$f":"IF(Q20=$D$1,Q13,0)","v":{"$error":"#N/A"}},{"$error":"#N/A"},{"$error":"#N/A"},{"$error":"#N/A"},{"$error":"#N/A"},{"$f":"IF(V20=$D$1,V13,0)","v":{"$error":"#N/A"}},{"$error":"#N/A"},{"$error":"#N/A"},{"$error":"#N/A"},{"$error":"#N/A"},{"$error":"#N/A"}]
["гидравлическое сопротивление кПа 3-я",{"$f":"IF(B18=$D$1,B14,0)","v":{"$error":"#N/A"}},{"$f":"IF(C18=$D$1,C14,0)","v":{"$error":"#N/A"}},{"$error":"#N/A"},{"$error":"#N/A"},{"$error":"#N/A"},{"$error":"#N/A"},{"$error":"#N/A"},{"$error":"#N/A"},{"$error":"#N/A"},{"$error":"#N/A"},{"$f":"IF(L18=$D$1,L14,0)","v":{"$error":"#N/A"}},{"$f":"IF(M18=$D$1,M14,0)","v":{"$error":"#N/A"}},{"$error":"#N/A"},{"$error":"#N/A"},{"$error":"#N/A"},{"$error":"#N/A"},{"$error":"#N/A"},{"$error":"#N/A"},{"$error":"#N/A"},{"$error":"#N/A"},{"$f":"IF(V18=$D$1,V14,0)","v":{"$error":"#N/A"}},{"$error":"#N/A"},{"$error":"#N/A"},{"$error":"#N/A"},{"$error":"#N/A"},{"$error":"#N/A"},{"$f":"MAX(AA34:AA36)","v":{"$error":"#N/A"}}]
["2-я",{"$f":"IF(B19=$D$1,B15,0)","v":{"$error":"#N/A"}},{"$error":"#N/A"},{"$error":"#N/A"},{"$error":"#N/A"},{"$error":"#N/A"},{"$error":"#N/A"},{"$error":"#N/A"},{"$error":"#N/A"},{"$error":"#N/A"},{"$error":"#N/A"},{"$f":"IF(L19=$D$1,L15,0)","v":{"$error":"#N/A"}},{"$error":"#N/A"},{"$error":"#N/A"},{"$error":"#N/A"},{"$error":"#N/A"},{"$error":"#N/A"},{"$error":"#N/A"},{"$error":"#N/A"},{"$error":"#N/A"},{"$error":"#N/A"},{"$f":"IF(V19=$D$1,V15,0)","v":{"$error":"#N/A"}},{"$error":"#N/A"},{"$error":"#N/A"},{"$error":"#N/A"},{"$error":"#N/A"},{"$error":"#N/A"}]
["1-я",{"$error":"#N/A"},{"$error":"#N/A"},{"$error":"#N/A"},{"$error":"#N/A"},{"$error":"#N/A"},{"$error":"#N/A"},{"$error":"#N/A"},{"$error":"#N/A"},{"$error":"#N/A"},{"$error":"#N/A"},{"$f":"IF(L20=$D$1,L16,0)","v":{"$error":"#N/A"}},{"$error":"#N/A"},{"$error":"#N/A"},{"$error":"#N/A"},{"$error":"#N/A"},{"$error":"#N/A"},{"$error":"#N/A"},{"$error":"#N/A"},{"$error":"#N/A"},{"$error":"#N/A"},{"$f":"IF(V20=$D$1,V16,0)","v":{"$error":"#N/A"}},{"$error":"#N/A"},{"$error":"#N/A"},{"$error":"#N/A"},{"$error":"#N/A"},{"$error":"#N/A"}]
[]
[]
["HC30-3S",null,null,"90/70",null,null,null,null,"80/60",null,null,null,null,"70/50",null,null,null,null,"50/30",null,null,null,null,"120/90"]
["температура воздуха на входе ºC",0,5,10,15,20,0,5,10,15,20,0,5,10,15,20,0,5,10,15,20,0,5,10,15,20]
["тепловая мощность кВт 3-я",26.4,24.2,22.1,20.100000000000001,18.100000000000001,22.2,20.100000000000001,18.100000000000001,16.100000000000001,14.2,18,16,14,12.1,10.199999999999999,9.68,7.82,6,4.25,2.58,34.9,32.700000000000003,30.6,28.4,26.3]
["2-я",20.3,18.7,17.100000000000001,15.5,14,17.2,15.6,14,12.5,11,14,12.5,10.9,9.43,8,7.64,6.2,4.79,3.43,2.13,27,25.2,23.6,21.9,20.3]
["1-я",15.5,14.3,13.1,11.9,10.7,13.2,11.9,10.7,9.57,8.44,10.8,9.58,8.42,7.29,6.19,5.98,4.87,3.8,2.75,1.73,20.6,19.3,18,16.7,15.5]
["температура воздуха на выходе ºC 3-я",23.7,27.1,30.6,34,37.4,19.899999999999999,23.4,26.8,30.2,33.6,18,16,14,12.1,10.199999999999999,8.6999999999999993,12.1,15.6,19,22.5,31.4,34.9,38.4,41.9,45.4]
["2-я",29,32.200000000000003,35.299999999999997,38.299999999999997,41.4,24.5,27.6,30.7,33.799999999999997,36.799999999999997,20,23.1,26.1,29.2,32.200000000000003,10.9,14,17.100000000000001,20.2,23.3,38.5,41.7,44.9,48,51.1]
["1-я",34.6,37.299999999999997,40.1,42.8,45.5,29.3,32,34.799999999999997,37.5,40.200000000000003,24,26.7,29.4,32.1,34.799999999999997,13.3,16,18.8,21.5,24.1,45.8,48.7,51.5,54.3,57]
["расход воды м³/ч 3-я",1.1599999999999999,1.07,0.98,0.89,0.8,0.97,0.88,0.79,0.71,0.62,0.79,0.7,0.61,0.53,0.45,0.42,0.34,0.26,0.18,0.11,1.03,0.97,0.9,0.84,0.78]
["2-я",0.9,0.82,0.75,0.68,0.62,0.75,0.68,0.62,0.55000000000000004,0.48,0.61,0.55000000000000004,0.48,0.41,0.35,0.33,0.27,0.21,0.15,0.09,0.8,0.75,0.7,0.65,0.6]
["1-я",0.68,0.63,0.57999999999999996,0.52,0.47,0.57999999999999996,0.52,0.47,0.42,0.37,0.47,0.42,0.37,0.32,0.27,0.26,0.21,0.16,0.12,0.08,0.61,0.56999999999999995,0.53,0.49,0.46]
["гидравлическое сопротивление кПа 3-я",7,7,6,5,4,6,5,4,5,4,4,5,4,3,4,4,3,2,5,2,6,6,5,4,4]
["2-я",5,4,4,3,3,4,3,3,2,2,3,2,2,1,1,1,1,0,0,0,4,4,3,3,2]
["1-я",3,3,2,2,2,2,2,2,1,1,2,1,1,1,1,1,0,0,0,0,2,2,2,2,1]
[]
["тепловая мощность кВт 3-я","090/703","590/703","1090/703","1590/703","2090/703","080/603","580/603","1080/603","1580/603","2080/603","070/503","570/503","1070/503","1570/503","2070/503","050/303","550/303","1050/303","1550/303","2050/303","0120/903","5120/903","10120/903","15120/903","20120/903"]
["2-я","090/702","590/702","1090/702","1590/702","2090/702","080/602","580/602","1080/602","1580/602","2080/602","070/502","570/502","1070/502","1570/502","2070/502","050/302","550/302","1050/302","1550/302","2050/302","0120/902","5120/902","10120/902","15120/902","20120/902"]
["1-я","090/701","590/701","1090/701","1590/701","2090/701","080/601","580/601","1080/601","1580/601","2080/601","070/501","570/501","1070/501","1570/501","2070/501","050/301","550/301","1050/301","1550/301","2050/301","0120/901","5120/901","10120/901","15120/901","20120/901"]
[null,"090/70","590/70","1090/70","1590/70","2090/70","080/60","580/60","1080/60","1580/60","2080/60","070/50","570/50","1070/50","1570/50","2070/50","050/30","550/30","1050/30","1550/30","2050/30","0120/90","5120/90","10120/90","15120/90","20120/90"]
[null,"090/70","590/70","1090/70","1590/70","2090/70","080/60","580/60","1080/60","1580/60","2080/60","070/50","570/50","1070/50","1570/50","2070/50","050/30","550/30","1050/30","1550/30","2050/30","0120/90","5120/90","10120/90","15120/90","20120/90"]
[null,"090/70","590/70","1090/70","1590/70","2090/70","080/60","580/60","1080/60","1580/60","2080/60","070/50","570/50","1070/50","1570/50","2070/50","050/30","550/30","1050/30","1550/30","2050/30","0120/90","5120/90","10120/90","15120/90","20120/90"]
[null,null,null,null,null,null,null,null,null,null,null,null,null,null,null,null,null,null,null,null,null,null,null,null,null,null,{"$f":"A39","v":"HC30-3S"}]
["тепловая мощность кВт 3-я",{"$f":"IF(B54=$D$1,B41,0)","v":{"$error":"#N/A"}},{"$f":"IF(C54=$D$1,C41,0)","v":{"$error":"#N/A"}},{"$error":"#N/A"},{"$error":"#N/A"},{"$error":"#N/A"},{"$error":"#N/A"},{"$error":"#N/A"},{"$error":"#N/A"},{"$error":"#N/A"},{"$error":"#N/A"},{"$error":"#N/A"},{"$error":"#N/A"},{"$error":"#N/A"},{"$error":"#N/A"},{"$error":"#N/A"},{"$error":"#N/A"},{"$error":"#N/A"},{"$error":"#N/A"},{"$error":"#N/A"},{"$error":"#N/A"},{"$error":"#N/A"},{"$error":"#N/A"},{"$error":"#N/A"},{"$error":"#N/A"},{"$error":"#N/A"},{"$f":"MAX(B61:Z61)","v":{"$error":"#N/A"}},{"$f":"MAX(AA61:AA63)","v":{"$error":"#N/A"}}]
["2-я",{"$f":"IF(B55=$D$1,B42,0)","v":{"$error":"#N/A"}},{"$error":"#N/A"},{"$error":"#N/A"},{"$error":"#N/A"},{"$error":"#N/A"},{"$error":"#N/A"},{"$error":"#N/A"},{"$error":"#N/A"},{"$error":"#N/A"},{"$error":"#N/A"},{"$error":"#N/A"},{"$error":"#N/A"},{"$error":"#N/A"},{"$error":"#N/A"},{"$error":"#N/A"},{"$error":"#N/A"},{"$error":"#N/A"},{"$error":"#N/A"},{"$error":"#N/A"},{"$error":"#N/A"},{"$error":"#N/A"},{"$error":"#N/A"},{"$error":"#N/A"},{"$error":"#N/A"},{"$error":"#N/A"},{"$f":"MAX(B62:Z62)","v":{"$error":"#N/A"}}]
["1-я",{"$f":"IF(B56=$D$1,B43,0)","v":{"$error":"#N/A"}},{"$error":"#N/A"},{"$error":"#N/A"},{"$error":"#N/A"},{"$error":"#N/A"},{"$error":"#N/A"},{"$error":"#N/A"},{"$error":"#N/A"},{"$error":"#N/A"},{"$error":"#N/A"},{"$error":"#N/A"},{"$error":"#N/A"},{"$error":"#N/A"},{"$error":"#N/A"},{"$error":"#N/A"},{"$error":"#N/A"},{"$error":"#N/A"},{"$error":"#N/A"},{"$error":"#N/A"},{"$error":"#N/A"},{"$error":"#N/A"},{"$error":"#N/A"},{"$error":"#N/A"},{"$error":"#N/A"},{"$error":"#N/A"},{"$error":"#N/A"}]
["температура воздуха на выходе ºC 3-я",{"$f":"IF(B54=$D$1,B44,0)","v":{"$error":"#N/A"}},{"$f":"IF(C54=$D$1,C44,0)","v":{"$error":"#N/A"}},{"$error":"#N/A"},{"$error":"#N/A"},{"$error":"#N/A"},{"$error":"#N/A"},{"$error":"#N/A"},{"$error":"#N/A"},{"$error":"#N/A"},{"$error":"#N/A"},{"$f":"IF(L54=$D$1,L44,0)","v":{"$error":"#N/A"}},{"$f":"IF(M54=$D$1,M44,0)","v":{"$error":"#N/A"}},{"$error":"#N/A"},{"$error":"#N/A"},{"$error":"#N/A"},{"$error":"#N/A"},{"$error":"#N/A"},{"$error":"#N/A"},{"$error":"#N/A"},{"$error":"#N/A"},{"$error":"#N/A"},{"$error":"#N/A"},{"$error":"#N/A"},{"$error":"#N/A"},{"$error":"#N/A"},{"$error":"#N/A"},{"$f":"MAX(AA64:AA66)","v":{"$error":"#N/A"}}]
["2-я",{"$f":"IF(B55=$D$1,B45,0)","v":{"$error":"#N/A"}},{"$f":"IF(C55=$D$1,C45,0)","v":{"$error":"#N/A"}},{"$f":"IF(D55=$D$1,D45,0)","v":{"$error":"#N/A"}},{"$f":"IF(E55=$D$1,E45,0)","v":{"$error":"#N/A"}},{"$f":"IF(F55=$D$1,F45,0)","v":{"$error":"#N/A"}},{"$f":"IF(G55=$D$1,G45,0)","v":{"$error":"#N/A"}},{"$f":"IF(H55=$D$1,H45,0)","v":{"$error":"#N/A"}},{"$error":"#N/A"},{"$error":"#N/A"},{"$error":"#N/A"},{"$error":"#N/A"},{"$error":"#N/A"},{"$error":"#N/A"},{"$error":"#N/A"},{"$error":"#N/A"},{"$error":"#N/A"},{"$error":"#N/A"},{"$error":"#N/A"},{"$error":"#N/A"},{"$error":"#N/A"},{"$error":"#N/A"},{"$error":"#N/A"},{"$error":"#N/A"},{"$error":"#N/A"},{"$error":"#N/A"},{"$error":"#N/A"}]
["1-я",{"$f":"IF(B56=$D$1,B46,0)","v":{"$error":"#N/A"}},{"$f":"IF(C56=$D$1,C46,0)","v":{"$error":"#N/A"}},{"$error":"#N/A"},{"$error":"#N/A"},{"$error":"#N/A"},{"$f":"IF(G56=$D$1,G46,0)","v":{"$error":"#N/A"}},{"$f":"IF(H56=$D$1,H46,0)","v":{"$error":"#N/A"}},{"$error":"#N/A"},{"$error":"#N/A"},{"$error":"#N/A"},{"$error":"#N/A"},{"$error":"#N/A"},{"$error":"#N/A"},{"$error":"#N/A"},{"$error":"#N/A"},{"$error":"#N/A"},{"$error":"#N/A"},{"$error":"#N/A"},{"$error":"#N/A"},{"$error":"#N/A"},{"$error":"#N/A"},{"$error":"#N/A"},{"$error":"#N/A"},{"$error":"#N/A"},{"$error":"#N/A"},{"$error":"#N/A"}]
["расход воды м³/ч 3-я",{"$f":"IF(B54=$D$1,B47,0)","v":{"$error":"#N/A"}},{"$f":"IF(C54=$D$1,C47,0)","v":{"$error":"#N/A"}},{"$error":"#N/A"},{"$error":"#N/A"},{"$error":"#N/A"},{"$f":"IF(G54=$D$1,G47,0)","v":{"$error":"#N/A"}},{"$f":"IF(H54=$D$1,H47,0)","v":{"$error":"#N/A"}},{"$error":"#N/A"},{"$error":"#N/A"},{"$error":"#N/A"},{"$f":"IF(L54=$D$1,L47,0)","v":{"$error":"#N/A"}},{"$f":"IF(M54=$D$1,M47,0)","v":{"$error":"#N/A"}},{"$error":"#N/A"},{"$error":"#N/A"},{"$error":"#N/A"},{"$f":"IF(Q54=$D$1,Q47,0)","v":{"$error":"#N/A"}},{"$f":"IF(R54=$D$1,R47,0)","v":{"$error":"#N/A"}},{"$error":"#N/A"},{"$error":"#N/A"},{"$error":"#N/A"},{"$f":"IF(V54=$D$1,V47,0)","v":{"$error":"#N/A"}},{"$f":"IF(W54=$D$1,W47,0)","v":{"$error":"#N/A"}},{"$error":"#N/A"},{"$error":"#N/A"},{"$error":"#N/A"},{"$error":"#N/A"},{"$f":"MAX(AA67:AA69)","v":{"$error":"#N/A"}}]
["2-я",{"$f":"IF(B55=$D$1,B48,0)","v":{"$error":"#N/A"}},{"$error":"#N/A"},{"$error":"#N/A"},{"$error":"#N/A"},{"$error":"#N/A"},{"$error":"#N/A"},{"$error":"#N/A"},{"$error":"#N/A"},{"$error":"#N/A"},{"$error":"#N/A"},{"$error":"#N/A"},{"$error":"#N/A"},{"$error":"#N/A"},{"$error":"#N/A"},{"$error":"#N/A"},{"$error":"#N/A"},{"$error":"#N/A"},{"$error":"#N/A"},{"$error":"#N/A"},{"$error":"#N/A"},{"$error":"#N/A"},{"$error":"#N/A"},{"$error":"#N/A"},{"$error":"#N/A"},{"$error":"#N/A"},{"$error":"#N/A"}]
["1-я",{"$f":"IF(B56=$D$1,B49,0)","v":{"$error":"#N/A"}},{"$error":"#N/A"},{"$error":"#N/A"},{"$error":"#N/A"},{"$error":"#N/A"},{"$error":"#N/A"},{"$error":"#N/A"},{"$error":"#N/A"},{"$error":"#N/A"},{"$error":"#N/A"},{"$error":"#N/A"},{"$error":"#N/A"},{"$error":"#N/A"},{"$error":"#N/A"},{"$error":"#N/A"},{"$error":"#N/A"},{"$error":"#N/A"},{"$error":"#N/A"},{"$error":"#N/A"},{"$error":"#N/A"},{"$error":"#N/A"},{"$error":"#N/A"},{"$error":"#N/A"},{"$error":"#N/A"},{"$error":"#N/A"},{"$error":"#N/A"}]
["гидравлическое сопротивление кПа 3-я",{"$f":"IF(B54=$D$1,B50,0)","v":{"$error":"#N/A"}},{"$f":"IF(C54=$D$1,C50,0)","v":{"$error":"#N/A"}},{"$error":"#N/A"},{"$error":"#N/A"},{"$error":"#N/A"},{"$error":"#N/A"},{"$error":"#N/A"},{"$error":"#N/A"},{"$error":"#N/A"},{"$error":"#N/A"},{"$f":"IF(L54=$D$1,L50,0)","v":{"$error":"#N/A"}},{"$f":"IF(M54=$D$1,M50,0)","v":{"$error":"#N/A"}},{"$error":"#N/A"},{"$error":"#N/A"},{"$error":"#N/A"},{"$error":"#N/A"},{"$error":"#N/A"},{"$error":"#N/A"},{"$error":"#N/A"},{"$error":"#N/A"},{"$error":"#N/A"},{"$error":"#N/A"},{"$error":"#N/A"},{"$error":"#N/A"},{"$error":"#N/A"},{"$error":"#N/A"},{"$f":"MAX(AA70:AA72)","v":{"$error":"#N/A"}}]
["2-я",{"$f":"IF(B55=$D$1,B51,0)","v":{"$error":"#N/A"}},{"$error":"#N/A"},{"$error":"#N/A"},{"$error":"#N/A"},{"$error":"#N/A"},{"$error":"#N/A"},{"$error":"#N/A"},{"$error":"#N/A"},{"$error":"#N/A"},{"$error":"#N/A"},{"$error":"#N/A"},{"$error":"#N/A"},{"$error":"#N/A"},{"$error":"#N/A"},{"$error":"#N/A"},{"$error":"#N/A"},{"$error":"#N/A"},{"$error":"#N/A"},{"$error":"#N/A"},{"$error":"#N/A"},{"$error":"#N/A"},{"$error":"#N/A"},{"$error":"#N/A"},{"$error":"#N/A"},{"$error":"#N/A"},{"$error":"#N/A"}]
["1-я",{"$f":"IF(B56=$D$1,B52,0)","v":{"$error":"#N/A"}},{"$error":"#N/A"},{"$error":"#N/A"},{"$error":"#N/A"},{"$error":"#N/A"},{"$error":"#N/A"},{"$error":"#N/A"},{"$error":"#N/A"},{"$error":"#N/A"},{"$error":"#N/A"},{"$error":"#N/A"},{"$error":"#N/A"},{"$error":"#N/A"},{"$error":"#N/A"},{"$error":"#N/A"},{"$error":"#N/A"},{"$error":"#N/A"},{"$error":"#N/A"},{"$error":"#N/A"},{"$error":"#N/A"},{"$error":"#N/A"},{"$error":"#N/A"},{"$error":"#N/A"},{"$error":"#N/A"},{"$error":"#N/A"},{"$error":"#N/A"}]
[]
[]
["HC35-3S",null,null,"90/70",null,null,null,null,"80/60",null,null,null,null,"70/50",null,null,null,null,"50/30",null,null,null,null,"120/90"]
["температура воздуха на входе ºC",0,5,10,15,20,0,5,10,15,20,0,5,10,15,20,0,5,10,15,20,0,5,10,15,20]
["тепловая мощность кВт 3-я",30.3,27.9,25.5,23.2,20.9,25.6,23.3,21,18.7,16.5,21,18.7,16.399999999999999,14.2,12.1,11.6,9.48,7.4,5.36,3.38,40.1,37.6,35.1,32.700000000000003,30.3]
["2-я",22.9,21.1,19.3,17.5,15.8,19.5,17.7,15.9,14.2,12.6,16,14.3,12.6,10.9,9.27,9.01,7.39,5.79,4.24,2.72,30.4,28.4,26.5,24.7,22.9]
["1-я",17.3,15.9,14.5,13.2,11.9,14.7,13.4,12,10.8,9.52,12.1,10.8,9.5500000000000007,8.31,7.09,6.94,5.71,4.51,3.34,2.1800000000000002,22.9,21.4,20,18.600000000000001,17.3]
["температура воздуха на выходе ºC 3-я",31.2,34.200000000000003,37.200000000000003,40.200000000000003,43.1,26.4,29.4,32.4,35.299999999999997,38.200000000000003,21.6,24.6,27.6,30.5,33.4,12,14.9,17.899999999999999,20.8,23.7,41.3,44.4,47.5,50.5,53.5]
["2-я",37.5,40.1,42.7,45.3,47.8,31.8,34.4,37,39.5,42.1,26.2,28.8,31.3,33.799999999999997,36.299999999999997,14.8,17.3,19.8,22.3,24.8,49.7,52.4,55,57.7,60.3]
["1-я",43.6,45.9,48.1,50.3,52.4,37.200000000000003,39.4,41.6,43.7,45.9,30.7,32.9,35,37.200000000000003,39.299999999999997,17.5,19.7,21.8,23.9,25.9,57.8,60.2,62.4,64.599999999999994,66.900000000000006]
["расход воды м³/ч 3-я",1.33,1.23,1.1200000000000001,1.02,0.92,1.1299999999999999,1.02,0.92,0.82,0.72,0.92,0.82,0.72,0.62,0.53,0.5,0.41,0.32,0.23,0.15,1.18,1.1100000000000001,1.04,0.97,0.89]
["2-я",1.01,0.93,0.85,0.77,0.7,0.85,0.78,0.7,0.62,0.55000000000000004,0.7,0.62,0.55000000000000004,0.48,0.41,0.39,0.32,0.25,0.18,0.12,0.9,0.84,0.78,0.73,0.68]
["1-я",0.76,0.7,0.64,0.57999999999999996,0.53,0.65,0.59,0.53,0.47,0.42,0.53,0.47,0.42,0.36,0.31,0.3,0.25,0.2,0.14000000000000001,0.09,0.68,0.63,0.59,0.55000000000000004,0.51]
["гидравлическое сопротивление кПа 3-я",4,3,4,4,3,4,4,3,2,4,3,2,4,3,2,2,3,2,4,3,3,4,4,3,3]
["2-я",3,3,3,2,2,3,2,2,1,1,2,1,1,1,1,1,0,0,0,0,3,2,2,2,2]
["1-я",2,2,1,1,1,2,1,1,1,1,1,1,1,0,0,0,0,0,0,0,2,1,1,1,1]
[]
["тепловая мощность кВт 3-я","090/703","590/703","1090/703","1590/703","2090/703","080/603","580/603","1080/603","1580/603","2080/603","070/503","570/503","1070/503","1570/503","2070/503","050/303","550/303","1050/303","1550/303","2050/303","0120/903","5120/903","10120/903","15120/903","20120/903"]
["2-я","090/702","590/702","1090/702","1590/702","2090/702","080/602","580/602","1080/602","1580/602","2080/602","070/502","570/502","1070/502","1570/502","2070/502","050/302","550/302","1050/302","1550/302","2050/302","0120/902","5120/902","10120/902","15120/902","20120/902"]
["1-я","090/701","590/701","1090/701","1590/701","2090/701","080/601","580/601","1080/601","1580/601","2080/601","070/501","570/501","1070/501","1570/501","2070/501","050/301","550/301","1050/301","1550/301","2050/301","0120/901","5120/901","10120/901","15120/901","20120/901"]
[null,"090/70","590/70","1090/70","1590/70","2090/70","080/60","580/60","1080/60","1580/60","2080/60","070/50","570/50","1070/50","1570/50","2070/50","050/30","550/30","1050/30","1550/30","2050/30","0120/90","5120/90","10120/90","15120/90","20120/90"]
[null,"090/70","590/70","1090/70","1590/70","2090/70","080/60","580/60","1080/60","1580/60","2080/60","070/50","570/50","1070/50","1570/50","2070/50","050/30","550/30","1050/30","1550/30","2050/30","0120/90","5120/90","10120/90","15120/90","20120/90"]
[null,"090/70","590/70","1090/70","1590/70","2090/70","080/60","580/60","1080/60","1580/60","2080/60","070/50","570/50","1070/50","1570/50","2070/50","050/30","550/30","1050/30","1550/30","2050/30","0120/90","5120/90","10120/90","15120/90","20120/90"]
[null,null,null,null,null,null,null,null,null,null,null,null,null,null,null,null,null,null,null,null,null,null,null,null,null,null,{"$f":"A75","v":"HC35-3S"}]
["тепловая мощность кВт 3-я",{"$f":"IF(B90=$D$1,B77,0)","v":{"$error":"#N/A"}},{"$f":"IF(C90=$D$1,C77,0)","v":{"$error":"#N/A"}},{"$error":"#N/A"},{"$error":"#N/A"},{"$error":"#N/A"},{"$error":"#N/A"},{"$error":"#N/A"},{"$error":"#N/A"},{"$error":"#N/A"},{"$error":"#N/A"},{"$error":"#N/A"},{"$error":"#N/A"},{"$error":"#N/A"},{"$error":"#N/A"},{"$error":"#N/A"},{"$error":"#N/A"},{"$error":"#N/A"},{"$error":"#N/A"},{"$error":"#N/A"},{"$error":"#N/A"},{"$error":"#N/A"},{"$error":"#N/A"},{"$error":"#N/A"},{"$error":"#N/A"},{"$error":"#N/A"},{"$f":"MAX(B97:Z97)","v":{"$error":"#N/A"}},{"$f":"MAX(AA97:AA99)","v":{"$error":"#N/A"}}]
["2-я",{"$f":"IF(B91=$D$1,B78,0)","v":{"$error":"#N/A"}},{"$error":"#N/A"},{"$error":"#N/A"},{"$error":"#N/A"},{"$error":"#N/A"},{"$error":"#N/A"},{"$error":"#N/A"},{"$error":"#N/A"},{"$error":"#N/A"},{"$error":"#N/A"},{"$error":"#N/A"},{"$error":"#N/A"},{"$error":"#N/A"},{"$error":"#N/A"},{"$error":"#N/A"},{"$error":"#N/A"},{"$error":"#N/A"},{"$error":"#N/A"},{"$error":"#N/A"},{"$error":"#N/A"},{"$error":"#N/A"},{"$error":"#N/A"},{"$error":"#N/A"},{"$error":"#N/A"},{"$error":"#N/A"},{"$f":"MAX(B98:Z98)","v":{"$error":"#N/A"}}]
["1-я",{"$f":"IF(B92=$D$1,B79,0)","v":{"$error":"#N/A"}},{"$error":"#N/A"},{"$error":"#N/A"},{"$error":"#N/A"},{"$error":"#N/A"},{"$error":"#N/A"},{"$error":"#N/A"},{"$error":"#N/A"},{"$error":"#N/A"},{"$error":"#N/A"},{"$error":"#N/A"},{"$error":"#N/A"},{"$error":"#N/A"},{"$error":"#N/A"},{"$error":"#N/A"},{"$error":"#N/A"},{"$error":"#N/A"},{"$error":"#N/A"},{"$error":"#N/A"},{"$error":"#N/A"},{"$error":"#N/A"},{"$error":"#N/A"},{"$error":"#N/A"},{"$error":"#N/A"},{"$error":"#N/A"},{"$error":"#N/A"}]
["температура воздуха на выходе ºC 3-я",{"$f":"IF(B90=$D$1,B80,0)","v":{"$error":"#N/A"}},{"$f":"IF(C90=$D$1,C80,0)","v":{"$error":"#N/A"}},{"$error":"#N/A"},{"$error":"#N/A"},{"$error":"#N/A"},{"$error":"#N/A"},{"$error":"#N/A"},{"$error":"#N/A"},{"$error":"#N/A"},{"$error":"#N/A"},{"$f":"IF(L90=$D$1,L80,0)","v":{"$error":"#N/A"}},{"$f":"IF(M90=$D$1,M80,0)","v":{"$error":"#N/A"}},{"$error":"#N/A"},{"$error":"#N/A"},{"$error":"#N/A"},{"$error":"#N/A"},{"$error":"#N/A"},{"$error":"#N/A"},{"$error":"#N/A"},{"$error":"#N/A"},{"$error":"#N/A"},{"$error":"#N/A"},{"$error":"#N/A"},{"$error":"#N/A"},{"$error":"#N/A"},{"$error":"#N/A"},{"$f":"MAX(AA100:AA102)","v":{"$error":"#N/A"}}]
["2-я",{"$f":"IF(B91=$D$1,B81,0)","v":{"$error":"#N/A"}},{"$f":"IF(C91=$D$1,C81,0)","v":{"$error":"#N/A"}},{"$f":"IF(D91=$D$1,D81,0)","v":{"$error":"#N/A"}},{"$f":"IF(E91=$D$1,E81,0)","v":{"$error":"#N/A"}},{"$f":"IF(F91=$D$1,F81,0)","v":{"$error":"#N/A"}},{"$f":"IF(G91=$D$1,G81,0)","v":{"$error":"#N/A"}},{"$f":"IF(H91=$D$1,H81,0)","v":{"$error":"#N/A"}},{"$error":"#N/A"},{"$error":"#N/A"},{"$error":"#N/A"},{"$error":"#N/A"},{"$error":"#N/A"},{"$error":"#N/A"},{"$error":"#N/A"},{"$error":"#N/A"},{"$error":"#N/A"},{"$error":"#N/A"},{"$error":"#N/A"},{"$error":"#N/A"},{"$error":"#N/A"},{"$error":"#N/A"},{"$error":"#N/A"},{"$error":"#N/A"},{"$error":"#N/A"},{"$error":"#N/A"},{"$error":"#N/A"}]
["1-я",{"$f":"IF(B92=$D$1,B82,0)","v":{"$error":"#N/A"}},{"$f":"IF(C92=$D$1,C82,0)","v":{"$error":"#N/A"}},{"$error":"#N/A"},{"$error":"#N/A"},{"$error":"#N/A"},{"$f":"IF(G92=$D$1,G82,0)","v":{"$error":"#N/A"}},{"$f":"IF(H92=$D$1,H82,0)","v":{"$error":"#N/A"}},{"$error":"#N/A"},{"$error":"#N/A"},{"$error":"#N/A"},{"$error":"#N/A"},{"$error":"#N/A"},{"$error":"#N/A"},{"$error":"#N/A"},{"$error":"#N/A"},{"$error":"#N/A"},{"$error":"#N/A"},{"$error":"#N/A"},{"$error":"#N/A"},{"$error":"#N/A"},{"$error":"#N/A"},{"$error":"#N/A"},{"$error":"#N/A"},{"$error":"#N/A"},{"$error":"#N/A"},{"$error":"#N/A"}]
["расход воды м³/ч 3-я",{"$f":"IF(B90=$D$1,B83,0)","v":{"$error":"#N/A"}},{"$f":"IF(C90=$D$1,C83,0)","v":{"$error":"#N/A"}},{"$error":"#N/A"},{"$error":"#N/A"},{"$error":"#N/A"},{"$f":"IF(G90=$D$1,G83,0)","v":{"$error":"#N/A"}},{"$f":"IF(H90=$D$1,H83,0)","v":{"$error":"#N/A"}},{"$error":"#N/A"},{"$error":"#N/A"},{"$error":"#N/A"},{"$f":"IF(L90=$D$1,L83,0)","v":{"$error":"#N/A"}},{"$f":"IF(M90=$D$1,M83,0)","v":{"$error":"#N/A"}},{"$error":"#N/A"},{"$error":"#N/A"},{"$error":"#N/A"},{"$f":"IF(Q90=$D$1,Q83,0)","v":{"$error":"#N/A"}},{"$f":"IF(R90=$D$1,R83,0)","v":{"$error":"#N/A"}},{"$error":"#N/A"},{"$error":"#N/A"},{"$error":"#N/A"},{"$f":"IF(V90=$D$1,V83,0)","v":{"$error":"#N/A"}},{"$f":"IF(W90=$D$1,W83,0)","v":{"$error":"#N/A"}},{"$error":"#N/A"},{"$error":"#N/A"},{"$error":"#N/A"},{"$error":"#N/A"},{"$f":"MAX(AA103:AA105)","v":{"$error":"#N/A"}}]
["2-я",{"$f":"IF(B91=$D$1,B84,0)","v":{"$error":"#N/A"}},{"$error":"#N/A"},{"$error":"#N/A"},{"$error":"#N/A"},{"$error":"#N/A"},{"$error":"#N/A"},{"$error":"#N/A"},{"$error":"#N/A"},{"$error":"#N/A"},{"$error":"#N/A"},{"$error":"#N/A"},{"$error":"#N/A"},{"$error":"#N/A"},{"$error":"#N/A"},{"$error":"#N/A"},{"$error":"#N/A"},{"$error":"#N/A"},{"$error":"#N/A"},{"$error":"#N/A"},{"$error":"#N/A"},{"$error":"#N/A"},{"$error":"#N/A"},{"$error":"#N/A"},{"$error":"#N/A"},{"$error":"#N/A"},{"$error":"#N/A"}]
["1-я",{"$f":"IF(B92=$D$1,B85,0)","v":{"$error":"#N/A"}},{"$error":"#N/A"},{"$error":"#N/A"},{"$error":"#N/A"},{"$error":"#N/A"},{"$error":"#N/A"},{"$error":"#N/A"},{"$error":"#N/A"},{"$error":"#N/A"},{"$error":"#N/A"},{"$error":"#N/A"},{"$error":"#N/A"},{"$error":"#N/A"},{"$error":"#N/A"},{"$error":"#N/A"},{"$error":"#N/A"},{"$error":"#N/A"},{"$error":"#N/A"},{"$error":"#N/A"},{"$error":"#N/A"},{"$error":"#N/A"},{"$error":"#N/A"},{"$error":"#N/A"},{"$error":"#N/A"},{"$error":"#N/A"},{"$error":"#N/A"}]
["гидравлическое сопротивление кПа 3-я",{"$f":"IF(B90=$D$1,B86,0)","v":{"$error":"#N/A"}},{"$f":"IF(C90=$D$1,C86,0)","v":{"$error":"#N/A"}},{"$error":"#N/A"},{"$error":"#N/A"},{"$error":"#N/A"},{"$error":"#N/A"},{"$error":"#N/A"},{"$error":"#N/A"},{"$error":"#N/A"},{"$error":"#N/A"},{"$f":"IF(L90=$D$1,L86,0)","v":{"$error":"#N/A"}},{"$f":"IF(M90=$D$1,M86,0)","v":{"$error":"#N/A"}},{"$error":"#N/A"},{"$error":"#N/A"},{"$error":"#N/A"},{"$error":"#N/A"},{"$error":"#N/A"},{"$error":"#N/A"},{"$error":"#N/A"},{"$error":"#N/A"},{"$error":"#N/A"},{"$error":"#N/A"},{"$error":"#N/A"},{"$error":"#N/A"},{"$error":"#N/A"},{"$error":"#N/A"},{"$f":"MAX(AA106:AA108)","v":{"$error":"#N/A"}}]
["2-я",{"$f":"IF(B91=$D$1,B87,0)","v":{"$error":"#N/A"}},{"$error":"#N/A"},{"$error":"#N/A"},{"$error":"#N/A"},{"$error":"#N/A"},{"$error":"#N/A"},{"$error":"#N/A"},{"$error":"#N/A"},{"$error":"#N/A"},{"$error":"#N/A"},{"$error":"#N/A"},{"$error":"#N/A"},{"$error":"#N/A"},{"$error":"#N/A"},{"$error":"#N/A"},{"$error":"#N/A"},{"$error":"#N/A"},{"$error":"#N/A"},{"$error":"#N/A"},{"$error":"#N/A"},{"$error":"#N/A"},{"$error":"#N/A"},{"$error":"#N/A"},{"$error":"#N/A"},{"$error":"#N/A"},{"$error":"#N/A"}]
["1-я",{"$f":"IF(B92=$D$1,B88,0)","v":{"$error":"#N/A"}},{"$error":"#N/A"},{"$error":"#N/A"},{"$error":"#N/A"},{"$error":"#N/A"},{"$error":"#N/A"},{"$error":"#N/A"},{"$error":"#N/A"},{"$error":"#N/A"},{"$error":"#N/A"},{"$error":"#N/A"},{"$error":"#N/A"},{"$error":"#N/A"},{"$error":"#N/A"},{"$error":"#N/A"},{"$error":"#N/A"},{"$error":"#N/A"},{"$error":"#N/A"},{"$error":"#N/A"},{"$error":"#N/A"},{"$error":"#N/A"},{"$error":"#N/A"},{"$error":"#N/A"},{"$error":"#N/A"},{"$error":"#N/A"},{"$error":"#N/A"}]
[]
[]
["HC45-3S",null,null,"90/70",null,null,null,null,"80/60",null,null,null,null,"70/50",null,null,null,null,"50/30",null,null,null,null,"120/90"]
["температура воздуха на входе ºC",0,5,10,15,20,0,5,10,15,20,0,5,10,15,20,0,5,10,15,20,0,5,10,15,20]
["тепловая мощность кВт 3-я",42,38.799999999999997,35.6,32.5,29.5,36.200000000000003,33,29.9,26.9,24,30.3,27.2,24.2,21.2,18.3,18.399999999999999,15.4,12.5,9.65,6.78,55.6,52.1,48.8,45.6,42.4]
["2-я",28.9,26.7,24.5,22.4,20.3,25,22.8,20.7,18.600000000000001,16.600000000000001,21,18.899999999999999,16.8,14.8,12.8,12.9,10.9,8.89,6.92,4.93,38.200000000000003,35.9,33.6,31.4,29.2]
["1-я",21.1,19.5,17.899999999999999,16.399999999999999,14.9,18.3,16.7,15.2,13.6,12.2,15.4,13.9,12.4,10.9,9.4600000000000009,9.6300000000000008,8.14,6.68,5.23,3.76,27.9,26.2,24.6,22.9,21.3]
["температура воздуха на выходе ºC 3-я",46.7,48.9,51.1,53.2,55.2,40.299999999999997,42.4,44.5,46.6,48.6,33.700000000000003,35.799999999999997,37.9,39.9,41.9,20.399999999999999,22.5,24.4,26.3,28.1,61.8,64.099999999999994,66.3,68.5,70.7]
["2-я",55.4,57.1,58.7,60.3,61.9,47.9,49.5,51.1,52.7,54.1,40.299999999999997,41.9,43.4,44.9,46.3,24.8,26.3,27.7,29,30.2,73.3,75.099999999999994,76.8,78.5,80.099999999999994]
["1-я",61.8,63.1,64.3,65.5,66.7,53.5,54.8,56,57.1,58.3,45.2,46.4,47.6,48.7,49.7,28.2,29.3,30.3,31.1,31.8,81.8,83.2,84.5,85.8,87]
["расход воды м³/ч 3-я",1.85,1.71,1.57,1.43,1.3,1.59,1.45,1.31,1.18,1.05,1.33,1.19,1.06,0.93,0.8,0.8,0.67,0.54,0.42,0.28999999999999998,1.64,1.54,1.44,1.35,1.25]
["2-я",1.27,1.18,1.08,0.99,0.9,1.1000000000000001,1,0.91,0.82,0.73,0.92,0.83,0.73,0.65,0.56000000000000005,0.56000000000000005,0.47,0.39,0.3,0.21,1.1299999999999999,1.06,0.99,0.93,0.86]
["1-я",0.93,0.86,0.79,0.72,0.66,0.8,0.73,0.67,0.6,0.54,0.68,0.61,0.54,0.48,0.41,0.42,0.35,0.28999999999999998,0.23,0.16,0.83,0.77,0.73,0.68,0.63]
["гидравлическое сопротивление кПа 3-я",21,18,16,15,12,17,16,13,11,10,14,11,10,8,6,7,6,4,5,2,16,16,15,13,11]
["2-я",14,12,10,9,7,11,9,8,6,5,8,7,5,4,3,3,3,2,1,1,11,10,8,7,6]
["1-я",8,7,6,5,4,6,5,4,4,3,5,4,3,2,2,2,1,1,1,0,6,5,5,4,4]
[]
["тепловая мощность кВт 3-я","090/703","590/703","1090/703","1590/703","2090/703","080/603","580/603","1080/603","1580/603","2080/603","070/503","570/503","1070/503","1570/503","2070/503","050/303","550/303","1050/303","1550/303","2050/303","0120/903","5120/903","10120/903","15120/903","20120/903"]
["2-я","090/702","590/702","1090/702","1590/702","2090/702","080/602","580/602","1080/602","1580/602","2080/602","070/502","570/502","1070/502","1570/502","2070/502","050/302","550/302","1050/302","1550/302","2050/302","0120/902","5120/902","10120/902","15120/902","20120/902"]
["1-я","090/701","590/701","1090/701","1590/701","2090/701","080/601","580/601","1080/601","1580/601","2080/601","070/501","570/501","1070/501","1570/501","2070/501","050/301","550/301","1050/301","1550/301","2050/301","0120/901","5120/901","10120/901","15120/901","20120/901"]
[null,"090/70","590/70","1090/70","1590/70","2090/70","080/60","580/60","1080/60","1580/60","2080/60","070/50","570/50","1070/50","1570/50","2070/50","050/30","550/30","1050/30","1550/30","2050/30","0120/90","5120/90","10120/90","15120/90","20120/90"]
[null,"090/70","590/70","1090/70","1590/70","2090/70","080/60","580/60","1080/60","1580/60","2080/60","070/50","570/50","1070/50","1570/50","2070/50","050/30","550/30","1050/30","1550/30","2050/30","0120/90","5120/90","10120/90","15120/90","20120/90"]
[null,"090/70","590/70","1090/70","1590/70","2090/70","080/60","580/60","1080/60","1580/60","2080/60","070/50","570/50","1070/50","1570/50","2070/50","050/30","550/30","1050/30","1550/30","2050/30","0120/90","5120/90","10120/90","15120/90","20120/90"]
[null,null,null,null,null,null,null,null,null,null,null,null,null,null,null,null,null,null,null,null,null,null,null,null,null,null,{"$f":"A111","v":"HC45-3S"}]
["тепловая мощность кВт 3-я",{"$f":"IF(B126=$D$1,B113,0)","v":{"$error":"#N/A"}},{"$f":"IF(C126=$D$1,C113,0)","v":{"$error":"#N/A"}},{"$error":"#N/A"},{"$error":"#N/A"},{"$error":"#N/A"},{"$error":"#N/A"},{"$error":"#N/A"},{"$error":"#N/A"},{"$error":"#N/A"},{"$error":"#N/A"},{"$error":"#N/A"},{"$error":"#N/A"},{"$error":"#N/A"},{"$error":"#N/A"},{"$error":"#N/A"},{"$error":"#N/A"},{"$error":"#N/A"},{"$error":"#N/A"},{"$error":"#N/A"},{"$error":"#N/A"},{"$error":"#N/A"},{"$error":"#N/A"},{"$error":"#N/A"},{"$error":"#N/A"},{"$error":"#N/A"},{"$f":"MAX(B133:Z133)","v":{"$error":"#N/A"}},{"$f":"MAX(AA133:AA135)","v":{"$error":"#N/A"}}]
["2-я",{"$f":"IF(B127=$D$1,B114,0)","v":{"$error":"#N/A"}},{"$error":"#N/A"},{"$error":"#N/A"},{"$error":"#N/A"},{"$error":"#N/A"},{"$error":"#N/A"},{"$error":"#N/A"},{"$error":"#N/A"},{"$error":"#N/A"},{"$error":"#N/A"},{"$error":"#N/A"},{"$error":"#N/A"},{"$error":"#N/A"},{"$error":"#N/A"},{"$error":"#N/A"},{"$error":"#N/A"},{"$error":"#N/A"},{"$error":"#N/A"},{"$error":"#N/A"},{"$error":"#N/A"},{"$error":"#N/A"},{"$error":"#N/A"},{"$error":"#N/A"},{"$error":"#N/A"},{"$error":"#N/A"},{"$f":"MAX(B134:Z134)","v":{"$error":"#N/A"}}]
["1-я",{"$f":"IF(B128=$D$1,B115,0)","v":{"$error":"#N/A"}},{"$error":"#N/A"},{"$error":"#N/A"},{"$error":"#N/A"},{"$error":"#N/A"},{"$error":"#N/A"},{"$error":"#N/A"},{"$error":"#N/A"},{"$error":"#N/A"},{"$error":"#N/A"},{"$error":"#N/A"},{"$error":"#N/A"},{"$error":"#N/A"},{"$error":"#N/A"},{"$error":"#N/A"},{"$error":"#N/A"},{"$error":"#N/A"},{"$error":"#N/A"},{"$error":"#N/A"},{"$error":"#N/A"},{"$error":"#N/A"},{"$error":"#N/A"},{"$error":"#N/A"},{"$error":"#N/A"},{"$error":"#N/A"},{"$error":"#N/A"}]
["температура воздуха на выходе ºC 3-я",{"$f":"IF(B126=$D$1,B116,0)","v":{"$error":"#N/A"}},{"$f":"IF(C126=$D$1,C116,0)","v":{"$error":"#N/A"}},{"$error":"#N/A"},{"$error":"#N/A"},{"$error":"#N/A"},{"$error":"#N/A"},{"$error":"#N/A"},{"$error":"#N/A"},{"$error":"#N/A"},{"$error":"#N/A"},{"$f":"IF(L126=$D$1,L116,0)","v":{"$error":"#N/A"}},{"$f":"IF(M126=$D$1,M116,0)","v":{"$error":"#N/A"}},{"$error":"#N/A"},{"$error":"#N/A"},{"$error":"#N/A"},{"$error":"#N/A"},{"$error":"#N/A"},{"$error":"#N/A"},{"$error":"#N/A"},{"$error":"#N/A"},{"$error":"#N/A"},{"$error":"#N/A"},{"$error":"#N/A"},{"$error":"#N/A"},{"$error":"#N/A"},{"$error":"#N/A"},{"$f":"MAX(AA136:AA138)","v":{"$error":"#N/A"}}]
["2-я",{"$f":"IF(B127=$D$1,B117,0)","v":{"$error":"#N/A"}},{"$f":"IF(C127=$D$1,C117,0)","v":{"$error":"#N/A"}},{"$f":"IF(D127=$D$1,D117,0)","v":{"$error":"#N/A"}},{"$f":"IF(E127=$D$1,E117,0)","v":{"$error":"#N/A"}},{"$f":"IF(F127=$D$1,F117,0)","v":{"$error":"#N/A"}},{"$f":"IF(G127=$D$1,G117,0)","v":{"$error":"#N/A"}},{"$f":"IF(H127=$D$1,H117,0)","v":{"$error":"#N/A"}},{"$error":"#N/A"},{"$error":"#N/A"},{"$error":"#N/A"},{"$error":"#N/A"},{"$error":"#N/A"},{"$error":"#N/A"},{"$error":"#N/A"},{"$error":"#N/A"},{"$error":"#N/A"},{"$error":"#N/A"},{"$error":"#N/A"},{"$error":"#N/A"},{"$error":"#N/A"},{"$error":"#N/A"},{"$error":"#N/A"},{"$error":"#N/A"},{"$error":"#N/A"},{"$error":"#N/A"},{"$error":"#N/A"}]
["1-я",{"$f":"IF(B128=$D$1,B118,0)","v":{"$error":"#N/A"}},{"$f":"IF(C128=$D$1,C118,0)","v":{"$error":"#N/A"}},{"$error":"#N/A"},{"$error":"#N/A"},{"$error":"#N/A"},{"$f":"IF(G128=$D$1,G118,0)","v":{"$error":"#N/A"}},{"$f":"IF(H128=$D$1,H118,0)","v":{"$error":"#N/A"}},{"$error":"#N/A"},{"$error":"#N/A"},{"$error":"#N/A"},{"$error":"#N/A"},{"$error":"#N/A"},{"$error":"#N/A"},{"$error":"#N/A"},{"$error":"#N/A"},{"$error":"#N/A"},{"$error":"#N/A"},{"$error":"#N/A"},{"$error":"#N/A"},{"$error":"#N/A"},{"$error":"#N/A"},{"$error":"#N/A"},{"$error":"#N/A"},{"$error":"#N/A"},{"$error":"#N/A"},{"$error":"#N/A"}]
["расход воды м³/ч 3-я",{"$f":"IF(B126=$D$1,B119,0)","v":{"$error":"#N/A"}},{"$f":"IF(C126=$D$1,C119,0)","v":{"$error":"#N/A"}},{"$error":"#N/A"},{"$error":"#N/A"},{"$error":"#N/A"},{"$f":"IF(G126=$D$1,G119,0)","v":{"$error":"#N/A"}},{"$f":"IF(H126=$D$1,H119,0)","v":{"$error":"#N/A"}},{"$error":"#N/A"},{"$error":"#N/A"},{"$error":"#N/A"},{"$f":"IF(L126=$D$1,L119,0)","v":{"$error":"#N/A"}},{"$f":"IF(M126=$D$1,M119,0)","v":{"$error":"#N/A"}},{"$error":"#N/A"},{"$error":"#N/A"},{"$error":"#N/A"},{"$f":"IF(Q126=$D$1,Q119,0)","v":{"$error":"#N/A"}},{"$f":"IF(R126=$D$1,R119,0)","v":{"$error":"#N/A"}},{"$error":"#N/A"},{"$error":"#N/A"},{"$error":"#N/A"},{"$f":"IF(V126=$D$1,V119,0)","v":{"$error":"#N/A"}},{"$f":"IF(W126=$D$1,W119,0)","v":{"$error":"#N/A"}},{"$error":"#N/A"},{"$error":"#N/A"},{"$error":"#N/A"},{"$error":"#N/A"},{"$f":"MAX(AA139:AA141)","v":{"$error":"#N/A"}}]
["2-я",{"$f":"IF(B127=$D$1,B120,0)","v":{"$error":"#N/A"}},{"$error":"#N/A"},{"$error":"#N/A"},{"$error":"#N/A"},{"$error":"#N/A"},{"$error":"#N/A"},{"$error":"#N/A"},{"$error":"#N/A"},{"$error":"#N/A"},{"$error":"#N/A"},{"$error":"#N/A"},{"$error":"#N/A"},{"$error":"#N/A"},{"$error":"#N/A"},{"$error":"#N/A"},{"$error":"#N/A"},{"$error":"#N/A"},{"$error":"#N/A"},{"$error":"#N/A"},{"$error":"#N/A"},{"$error":"#N/A"},{"$error":"#N/A"},{"$error":"#N/A"},{"$error":"#N/A"},{"$error":"#N/A"},{"$error":"#N/A"}]
["1-я",{"$f":"IF(B128=$D$1,B121,0)","v":{"$error":"#N/A"}},{"$error":"#N/A"},{"$error":"#N/A"},{"$error":"#N/A"},{"$error":"#N/A"},{"$error":"#N/A"},{"$error":"#N/A"},{"$error":"#N/A"},{"$error":"#N/A"},{"$error":"#N/A"},{"$error":"#N/A"},{"$error":"#N/A"},{"$error":"#N/A"},{"$error":"#N/A"},{"$error":"#N/A"},{"$error":"#N/A"},{"$error":"#N/A"},{"$error":"#N/A"},{"$error":"#N/A"},{"$error":"#N/A"},{"$error":"#N/A"},{"$error":"#N/A"},{"$error":"#N/A"},{"$error":"#N/A"},{"$error":"#N/A"},{"$error":"#N/A"}]
["гидравлическое сопротивление кПа 3-я",{"$f":"IF(B126=$D$1,B122,0)","v":{"$error":"#N/A"}},{"$f":"IF(C126=$D$1,C122,0)","v":{"$error":"#N/A"}},{"$error":"#N/A"},{"$error":"#N/A"},{"$error":"#N/A"},{"$error":"#N/A"},{"$error":"#N/A"},{"$error":"#N/A"},{"$error":"#N/A"},{"$error":"#N/A"},{"$f":"IF(L126=$D$1,L122,0)","v":{"$error":"#N/A"}},{"$f":"IF(M126=$D$1,M122,0)","v":{"$error":"#N/A"}},{"$error":"#N/A"},{"$error":"#N/A"},{"$error":"#N/A"},{"$error":"#N/A"},{"$error":"#N/A"},{"$error":"#N/A"},{"$error":"#N/A"},{"$error":"#N/A"},{"$error":"#N/A"},{"$error":"#N/A"},{"$error":"#N/A"},{"$error":"#N/A"},{"$error":"#N/A"},{"$error":"#N/A"},{"$f":"MAX(AA142:AA144)","v":{"$error":"#N/A"}}]
["2-я",{"$f":"IF(B127=$D$1,B123,0)","v":{"$error":"#N/A"}},{"$error":"#N/A"},{"$error":"#N/A"},{"$error":"#N/A"},{"$error":"#N/A"},{"$error":"#N/A"},{"$error":"#N/A"},{"$error":"#N/A"},{"$error":"#N/A"},{"$error":"#N/A"},{"$error":"#N/A"},{"$error":"#N/A"},{"$error":"#N/A"},{"$error":"#N/A"},{"$error":"#N/A"},{"$error":"#N/A"},{"$error":"#N/A"},{"$error":"#N/A"},{"$error":"#N/A"},{"$error":"#N/A"},{"$error":"#N/A"},{"$error":"#N/A"},{"$error":"#N/A"},{"$error":"#N/A"},{"$error":"#N/A"},{"$error":"#N/A"}]
["1-я",{"$f":"IF(B128=$D$1,B124,0)","v":{"$error":"#N/A"}},{"$error":"#N/A"},{"$error":"#N/A"},{"$error":"#N/A"},{"$error":"#N/A"},{"$error":"#N/A"},{"$error":"#N/A"},{"$error":"#N/A"},{"$error":"#N/A"},{"$error":"#N/A"},{"$error":"#N/A"},{"$error":"#N/A"},{"$error":"#N/A"},{"$error":"#N/A"},{"$error":"#N/A"},{"$error":"#N/A"},{"$error":"#N/A"},{"$error":"#N/A"},{"$error":"#N/A"},{"$error":"#N/A"},{"$error":"#N/A"},{"$error":"#N/A"},{"$error":"#N/A"},{"$error":"#N/A"},{"$error":"#N/A"},{"$error":"#N/A"}]
[]
[]
["HC50-3S",null,null,"90/70",null,null,null,null,"80/60",null,null,null,null,"70/50",null,null,null,null,"50/30",null,null,null,null,"120/90"]
["температура воздуха на входе ºC",0,5,10,15,20,0,5,10,15,20,0,5,10,15,20,0,5,10,15,20,0,5,10,15,20]
["тепловая мощность кВт 3-я",44.3,40.9,37.6,34.299999999999997,31.1,38,34.700000000000003,31.5,28.3,25.2,31.8,28.5,25.3,22.2,19.100000000000001,19.100000000000001,16,12.9,9.92,6.92,58.5,54.9,51.5,48.1,44.7]
["2-я",32.5,30,27.6,25.2,22.9,28,25.6,23.2,20.8,18.600000000000001,23.4,21.1,18.7,16.399999999999999,14.2,14.3,12,9.7200000000000006,7.49,5.29,43,40.4,37.799999999999997,35.299999999999997,32.799999999999997]
["1-я",26.5,24.5,22.5,20.5,18.600000000000001,22.8,20.9,18.899999999999999,17,15.1,19.2,17.2,15.3,13.5,11.6,11.7,9.8699999999999992,8.0299999999999994,6.23,4.41,35,32.9,30.8,28.7,26.8]
["температура воздуха на выходе ºC 3-я",30.8,33.9,37.1,40.200000000000003,43.2,26.5,29.6,32.700000000000003,35.700000000000003,38.799999999999997,22.1,25.2,28.3,31.3,34.299999999999997,13.3,16.3,19.3,22.3,25.2,40.700000000000003,43.9,47.1,50.3,53.4]
["2-я",37.700000000000003,40.5,43.1,45.8,48.4,32.5,35.200000000000003,37.799999999999997,40.5,43.1,27.2,29.9,32.5,35.1,37.700000000000003,16.5,19.100000000000001,21.7,24.2,26.6,49.8,52.6,55.4,58.2,60.8]
["1-я",42.2,44.6,47,49.5,51.8,36.299999999999997,38.799999999999997,41.2,43.5,45.8,30.5,32.9,35.200000000000003,37.6,39.799999999999997,18.7,21,23.2,25.5,27.5,55.7,58.2,60.7,63.2,65.599999999999994]
["расход воды м³/ч 3-я",1.95,1.8,1.66,1.51,1.37,1.67,1.52,1.38,1.24,1.1100000000000001,1.39,1.25,1.1100000000000001,0.97,0.84,0.83,0.69,0.56000000000000005,0.43,0.3,1.73,1.62,1.52,1.42,1.32]
["2-я",1.43,1.32,1.22,1.1100000000000001,1.01,1.23,1.1200000000000001,1.02,0.92,0.82,1.03,0.92,0.82,0.72,0.62,0.62,0.52,0.42,0.33,0.23,1.27,1.19,1.1200000000000001,1.04,0.97]
["1-я",1.17,1.08,0.99,0.91,0.82,1,0.92,0.83,0.75,0.67,0.84,0.75,0.67,0.59,0.51,0.51,0.43,0.35,0.27,0.19,1.03,0.97,0.91,0.85,0.79]
["гидравлическое сопротивление кПа 3-я",10,8,7,8,7,8,8,7,6,6,7,6,6,5,4,4,4,3,4,2,7,7,8,7,6]
["2-я",10,8,7,6,5,7,6,5,4,3,5,4,4,3,2,2,2,1,1,0,7,6,6,5,4]
["1-я",6,6,5,4,3,5,4,4,3,2,4,3,2,2,1,2,1,1,0,0,5,4,4,3,3]
[]
["тепловая мощность кВт 3-я","090/703","590/703","1090/703","1590/703","2090/703","080/603","580/603","1080/603","1580/603","2080/603","070/503","570/503","1070/503","1570/503","2070/503","050/303","550/303","1050/303","1550/303","2050/303","0120/903","5120/903","10120/903","15120/903","20120/903"]
["2-я","090/702","590/702","1090/702","1590/702","2090/702","080/602","580/602","1080/602","1580/602","2080/602","070/502","570/502","1070/502","1570/502","2070/502","050/302","550/302","1050/302","1550/302","2050/302","0120/902","5120/902","10120/902","15120/902","20120/902"]
["1-я","090/701","590/701","1090/701","1590/701","2090/701","080/601","580/601","1080/601","1580/601","2080/601","070/501","570/501","1070/501","1570/501","2070/501","050/301","550/301","1050/301","1550/301","2050/301","0120/901","5120/901","10120/901","15120/901","20120/901"]
[null,"090/70","590/70","1090/70","1590/70","2090/70","080/60","580/60","1080/60","1580/60","2080/60","070/50","570/50","1070/50","1570/50","2070/50","050/30","550/30","1050/30","1550/30","2050/30","0120/90","5120/90","10120/90","15120/90","20120/90"]
[null,"090/70","590/70","1090/70","1590/70","2090/70","080/60","580/60","1080/60","1580/60","2080/60","070/50","570/50","1070/50","1570/50","2070/50","050/30","550/30","1050/30","1550/30","2050/30","0120/90","5120/90","10120/90","15120/90","20120/90"]
[null,"090/70","590/70","1090/70","1590/70","2090/70","080/60","580/60","1080/60","1580/60","2080/60","070/50","570/50","1070/50","1570/50","2070/50","050/30","550/30","1050/30","1550/30","2050/30","0120/90","5120/90","10120/90","15120/90","20120/90"]
[null,null,null,null,null,null,null,null,null,null,null,null,null,null,null,null,null,null,null,null,null,null,null,null,null,null,{"$f":"A147","v":"HC50-3S"}]
["тепловая мощность кВт 3-я",{"$f":"IF(B162=$D$1,B149,0)","v":{"$error":"#N/A"}},{"$f":"IF(C162=$D$1,C149,0)","v":{"$error":"#N/A"}},{"$error":"#N/A"},{"$error":"#N/A"},{"$error":"#N/A"},{"$error":"#N/A"},{"$error":"#N/A"},{"$error":"#N/A"},{"$error":"#N/A"},{"$error":"#N/A"},{"$error":"#N/A"},{"$error":"#N/A"},{"$error":"#N/A"},{"$error":"#N/A"},{"$error":"#N/A"},{"$error":"#N/A"},{"$error":"#N/A"},{"$error":"#N/A"},{"$error":"#N/A"},{"$error":"#N/A"},{"$error":"#N/A"},{"$error":"#N/A"},{"$error":"#N/A"},{"$error":"#N/A"},{"$error":"#N/A"},{"$f":"MAX(B169:Z169)","v":{"$error":"#N/A"}},{"$f":"MAX(AA169:AA171)","v":{"$error":"#N/A"}}]
["2-я",{"$f":"IF(B163=$D$1,B150,0)","v":{"$error":"#N/A"}},{"$error":"#N/A"},{"$error":"#N/A"},{"$error":"#N/A"},{"$error":"#N/A"},{"$error":"#N/A"},{"$error":"#N/A"},{"$error":"#N/A"},{"$error":"#N/A"},{"$error":"#N/A"},{"$error":"#N/A"},{"$error":"#N/A"},{"$error":"#N/A"},{"$error":"#N/A"},{"$error":"#N/A"},{"$error":"#N/A"},{"$error":"#N/A"},{"$error":"#N/A"},{"$error":"#N/A"},{"$error":"#N/A"},{"$error":"#N/A"},{"$error":"#N/A"},{"$error":"#N/A"},{"$error":"#N/A"},{"$error":"#N/A"},{"$f":"MAX(B170:Z170)","v":{"$error":"#N/A"}}]
["1-я",{"$f":"IF(B164=$D$1,B151,0)","v":{"$error":"#N/A"}},{"$error":"#N/A"},{"$error":"#N/A"},{"$error":"#N/A"},{"$error":"#N/A"},{"$error":"#N/A"},{"$error":"#N/A"},{"$error":"#N/A"},{"$error":"#N/A"},{"$error":"#N/A"},{"$error":"#N/A"},{"$error":"#N/A"},{"$error":"#N/A"},{"$error":"#N/A"},{"$error":"#N/A"},{"$error":"#N/A"},{"$error":"#N/A"},{"$error":"#N/A"},{"$error":"#N/A"},{"$error":"#N/A"},{"$error":"#N/A"},{"$error":"#N/A"},{"$error":"#N/A"},{"$error":"#N/A"},{"$error":"#N/A"},{"$error":"#N/A"}]
["температура воздуха на выходе ºC 3-я",{"$f":"IF(B162=$D$1,B152,0)","v":{"$error":"#N/A"}},{"$f":"IF(C162=$D$1,C152,0)","v":{"$error":"#N/A"}},{"$error":"#N/A"},{"$error":"#N/A"},{"$error":"#N/A"},{"$error":"#N/A"},{"$error":"#N/A"},{"$error":"#N/A"},{"$error":"#N/A"},{"$error":"#N/A"},{"$f":"IF(L162=$D$1,L152,0)","v":{"$error":"#N/A"}},{"$f":"IF(M162=$D$1,M152,0)","v":{"$error":"#N/A"}},{"$error":"#N/A"},{"$error":"#N/A"},{"$error":"#N/A"},{"$error":"#N/A"},{"$error":"#N/A"},{"$error":"#N/A"},{"$error":"#N/A"},{"$error":"#N/A"},{"$error":"#N/A"},{"$error":"#N/A"},{"$error":"#N/A"},{"$error":"#N/A"},{"$error":"#N/A"},{"$error":"#N/A"},{"$f":"MAX(AA172:AA174)","v":{"$error":"#N/A"}}]
["2-я",{"$f":"IF(B163=$D$1,B153,0)","v":{"$error":"#N/A"}},{"$f":"IF(C163=$D$1,C153,0)","v":{"$error":"#N/A"}},{"$f":"IF(D163=$D$1,D153,0)","v":{"$error":"#N/A"}},{"$f":"IF(E163=$D$1,E153,0)","v":{"$error":"#N/A"}},{"$f":"IF(F163=$D$1,F153,0)","v":{"$error":"#N/A"}},{"$f":"IF(G163=$D$1,G153,0)","v":{"$error":"#N/A"}},{"$f":"IF(H163=$D$1,H153,0)","v":{"$error":"#N/A"}},{"$error":"#N/A"},{"$error":"#N/A"},{"$error":"#N/A"},{"$error":"#N/A"},{"$error":"#N/A"},{"$error":"#N/A"},{"$error":"#N/A"},{"$error":"#N/A"},{"$error":"#N/A"},{"$error":"#N/A"},{"$error":"#N/A"},{"$error":"#N/A"},{"$error":"#N/A"},{"$error":"#N/A"},{"$error":"#N/A"},{"$error":"#N/A"},{"$error":"#N/A"},{"$error":"#N/A"},{"$error":"#N/A"}]
["1-я",{"$f":"IF(B164=$D$1,B154,0)","v":{"$error":"#N/A"}},{"$f":"IF(C164=$D$1,C154,0)","v":{"$error":"#N/A"}},{"$error":"#N/A"},{"$error":"#N/A"},{"$error":"#N/A"},{"$f":"IF(G164=$D$1,G154,0)","v":{"$error":"#N/A"}},{"$f":"IF(H164=$D$1,H154,0)","v":{"$error":"#N/A"}},{"$error":"#N/A"},{"$error":"#N/A"},{"$error":"#N/A"},{"$error":"#N/A"},{"$error":"#N/A"},{"$error":"#N/A"},{"$error":"#N/A"},{"$error":"#N/A"},{"$error":"#N/A"},{"$error":"#N/A"},{"$error":"#N/A"},{"$error":"#N/A"},{"$error":"#N/A"},{"$error":"#N/A"},{"$error":"#N/A"},{"$error":"#N/A"},{"$error":"#N/A"},{"$error":"#N/A"},{"$error":"#N/A"}]
["расход воды м³/ч 3-я",{"$f":"IF(B162=$D$1,B155,0)","v":{"$error":"#N/A"}},{"$f":"IF(C162=$D$1,C155,0)","v":{"$error":"#N/A"}},{"$error":"#N/A"},{"$error":"#N/A"},{"$error":"#N/A"},{"$f":"IF(G162=$D$1,G155,0)","v":{"$error":"#N/A"}},{"$f":"IF(H162=$D$1,H155,0)","v":{"$error":"#N/A"}},{"$error":"#N/A"},{"$error":"#N/A"},{"$error":"#N/A"},{"$f":"IF(L162=$D$1,L155,0)","v":{"$error":"#N/A"}},{"$f":"IF(M162=$D$1,M155,0)","v":{"$error":"#N/A"}},{"$error":"#N/A"},{"$error":"#N/A"},{"$error":"#N/A"},{"$f":"IF(Q162=$D$1,Q155,0)","v":{"$error":"#N/A"}},{"$f":"IF(R162=$D$1,R155,0)","v":{"$error":"#N/A"}},{"$error":"#N/A"},{"$error":"#N/A"},{"$error":"#N/A"},{"$f":"IF(V162=$D$1,V155,0)","v":{"$error":"#N/A"}},{"$f":"IF(W162=$D$1,W155,0)","v":{"$error":"#N/A"}},{"$error":"#N/A"},{"$error":"#N/A"},{"$error":"#N/A"},{"$error":"#N/A"},{"$f":"MAX(AA175:AA177)","v":{"$error":"#N/A"}}]
["2-я",{"$f":"IF(B163=$D$1,B156,0)","v":{"$error":"#N/A"}},{"$error":"#N/A"},{"$error":"#N/A"},{"$error":"#N/A"},{"$error":"#N/A"},{"$error":"#N/A"},{"$error":"#N/A"},{"$error":"#N/A"},{"$error":"#N/A"},{"$error":"#N/A"},{"$error":"#N/A"},{"$error":"#N/A"},{"$error":"#N/A"},{"$error":"#N/A"},{"$error":"#N/A"},{"$error":"#N/A"},{"$error":"#N/A"},{"$error":"#N/A"},{"$error":"#N/A"},{"$error":"#N/A"},{"$error":"#N/A"},{"$error":"#N/A"},{"$error":"#N/A"},{"$error":"#N/A"},{"$error":"#N/A"},{"$error":"#N/A"}]
["1-я",{"$f":"IF(B164=$D$1,B157,0)","v":{"$error":"#N/A"}},{"$error":"#N/A"},{"$error":"#N/A"},{"$error":"#N/A"},{"$error":"#N/A"},{"$error":"#N/A"},{"$error":"#N/A"},{"$error":"#N/A"},{"$error":"#N/A"},{"$error":"#N/A"},{"$error":"#N/A"},{"$error":"#N/A"},{"$error":"#N/A"},{"$error":"#N/A"},{"$error":"#N/A"},{"$error":"#N/A"},{"$error":"#N/A"},{"$error":"#N/A"},{"$error":"#N/A"},{"$error":"#N/A"},{"$error":"#N/A"},{"$error":"#N/A"},{"$error":"#N/A"},{"$error":"#N/A"},{"$error":"#N/A"},{"$error":"#N/A"}]
["гидравлическое сопротивление кПа 3-я",{"$f":"IF(B162=$D$1,B158,0)","v":{"$error":"#N/A"}},{"$f":"IF(C162=$D$1,C158,0)","v":{"$error":"#N/A"}},{"$error":"#N/A"},{"$error":"#N/A"},{"$error":"#N/A"},{"$error":"#N/A"},{"$error":"#N/A"},{"$error":"#N/A"},{"$error":"#N/A"},{"$error":"#N/A"},{"$f":"IF(L162=$D$1,L158,0)","v":{"$error":"#N/A"}},{"$f":"IF(M162=$D$1,M158,0)","v":{"$error":"#N/A"}},{"$error":"#N/A"},{"$error":"#N/A"},{"$error":"#N/A"},{"$error":"#N/A"},{"$error":"#N/A"},{"$error":"#N/A"},{"$error":"#N/A"},{"$error":"#N/A"},{"$error":"#N/A"},{"$error":"#N/A"},{"$error":"#N/A"},{"$error":"#N/A"},{"$error":"#N/A"},{"$error":"#N/A"},{"$f":"MAX(AA178:AA180)","v":{"$error":"#N/A"}}]
["2-я",{"$f":"IF(B163=$D$1,B159,0)","v":{"$error":"#N/A"}},{"$error":"#N/A"},{"$error":"#N/A"},{"$error":"#N/A"},{"$error":"#N/A"},{"$error":"#N/A"},{"$error":"#N/A"},{"$error":"#N/A"},{"$error":"#N/A"},{"$error":"#N/A"},{"$error":"#N/A"},{"$error":"#N/A"},{"$error":"#N/A"},{"$error":"#N/A"},{"$error":"#N/A"},{"$error":"#N/A"},{"$error":"#N/A"},{"$error":"#N/A"},{"$error":"#N/A"},{"$error":"#N/A"},{"$error":"#N/A"},{"$error":"#N/A"},{"$error":"#N/A"},{"$error":"#N/A"},{"$error":"#N/A"},{"$error":"#N/A"}]
["1-я",{"$f":"IF(B164=$D$1,B160,0)","v":{"$error":"#N/A"}},{"$error":"#N/A"},{"$error":"#N/A"},{"$error":"#N/A"},{"$error":"#N/A"},{"$error":"#N/A"},{"$error":"#N/A"},{"$error":"#N/A"},{"$error":"#N/A"},{"$error":"#N/A"},{"$error":"#N/A"},{"$error":"#N/A"},{"$error":"#N/A"},{"$error":"#N/A"},{"$error":"#N/A"},{"$error":"#N/A"},{"$error":"#N/A"},{"$error":"#N/A"},{"$error":"#N/A"},{"$error":"#N/A"},{"$error":"#N/A"},{"$error":"#N/A"},{"$error":"#N/A"},{"$error":"#N/A"},{"$error":"#N/A"},{"$error":"#N/A"}]
[]
[]
["HC70-3S",null,null,"90/70",null,null,null,null,"80/60",null,null,null,null,"70/50",null,null,null,null,"50/30",null,null,null,null,"120/90"]
["температура воздуха на входе ºC",0,5,10,15,20,0,5,10,15,20,0,5,10,15,20,0,5,10,15,20,0,5,10,15,20]
["тепловая мощность кВт 3-я",60.6,55.9,51.4,46.9,42.6,52.2,47.6,43.2,38.799999999999997,34.6,43.8,39.299999999999997,35,30.7,26.6,26.7,22.4,18.3,14.1,9.94,80.099999999999994,75.2,70.5,65.8,61.2]
["2-я",40.1,37.1,34,31.1,28.3,34.700000000000003,31.7,28.8,25.9,23.1,29.2,26.3,23.5,20.6,17.899999999999999,18.100000000000001,15.3,12.5,9.76,6.99,53.2,49.9,46.7,43.6,40.6]
["1-я",32.700000000000003,30.2,27.8,25.4,23.1,28.3,25.9,23.5,21.2,18.899999999999999,23.9,21.6,19.2,16.899999999999999,14.7,15,12.7,10.4,8.15,5.86,43.3,40.700000000000003,38.1,35.6,33.1]
["температура воздуха на выходе ºC 3-я",49.6,51.6,53.6,55.5,57.4,42.7,44.7,46.7,48.5,50.4,35.799999999999997,37.799999999999997,39.700000000000003,41.5,43.3,21.9,23.7,25.5,27.1,28.7,65.599999999999994,67.7,69.8,71.8,73.7]
["2-я",58.8,60.2,61.7,63.1,64.400000000000006,50.8,52.3,53.7,55,56.3,42.8,44.2,45.6,46.9,48.1,26.6,27.8,29,30.1,31,77.900000000000006,79.400000000000006,80.900000000000006,82.3,83.8]
["1-я",62.8,64,65.2,66.400000000000006,67.5,54.4,55.6,56.8,57.9,58.9,45.9,47.1,48.2,49.3,50.3,28.7,29.7,30.7,31.5,32.1,83.1,84.5,85.8,87,88.2]
["расход воды м³/ч 3-я",2.67,2.46,2.2599999999999998,2.0699999999999998,1.88,2.29,2.09,1.9,1.71,1.52,1.92,1.72,1.53,1.34,1.1599999999999999,1.1599999999999999,0.97,0.79,0.61,0.43,2.37,2.2200000000000002,2.08,1.94,1.81]
["2-я",1.77,1.63,1.5,1.37,1.25,1.52,1.39,1.26,1.1399999999999999,1.02,1.28,1.1499999999999999,1.03,0.9,0.78,0.79,0.66,0.54,0.42,0.3,1.57,1.47,1.38,1.29,1.2]
["1-я",1.44,1.33,1.22,1.1200000000000001,1.02,1.25,1.1399999999999999,1.03,0.93,0.83,1.05,0.94,0.84,0.74,0.64,0.65,0.55000000000000004,0.45,0.35,0.25,1.28,1.2,1.1200000000000001,1.05,0.98]
["гидравлическое сопротивление кПа 3-я",8,8,7,6,5,7,6,5,4,5,5,5,5,4,3,3,4,3,3,4,7,7,6,5,5]
["2-я",10,9,8,6,5,8,7,6,5,4,6,5,4,3,2,2,2,1,1,0,8,7,6,6,5]
["1-я",7,6,5,4,4,5,5,4,3,3,4,3,3,2,2,2,1,1,1,0,5,5,4,4,3]
[]
["тепловая мощность кВт 3-я","090/703","590/703","1090/703","1590/703","2090/703","080/603","580/603","1080/603","1580/603","2080/603","070/503","570/503","1070/503","1570/503","2070/503","050/303","550/303","1050/303","1550/303","2050/303","0120/903","5120/903","10120/903","15120/903","20120/903"]
["2-я","090/702","590/702","1090/702","1590/702","2090/702","080/602","580/602","1080/602","1580/602","2080/602","070/502","570/502","1070/502","1570/502","2070/502","050/302","550/302","1050/302","1550/302","2050/302","0120/902","5120/902","10120/902","15120/902","20120/902"]
["1-я","090/701","590/701","1090/701","1590/701","2090/701","080/601","580/601","1080/601","1580/601","2080/601","070/501","570/501","1070/501","1570/501","2070/501","050/301","550/301","1050/301","1550/301","2050/301","0120/901","5120/901","10120/901","15120/901","20120/901"]
[null,"090/70","590/70","1090/70","1590/70","2090/70","080/60","580/60","1080/60","1580/60","2080/60","070/50","570/50","1070/50","1570/50","2070/50","050/30","550/30","1050/30","1550/30","2050/30","0120/90","5120/90","10120/90","15120/90","20120/90"]
[null,"090/70","590/70","1090/70","1590/70","2090/70","080/60","580/60","1080/60","1580/60","2080/60","070/50","570/50","1070/50","1570/50","2070/50","050/30","550/30","1050/30","1550/30","2050/30","0120/90","5120/90","10120/90","15120/90","20120/90"]
[null,"090/70","590/70","1090/70","1590/70","2090/70","080/60","580/60","1080/60","1580/60","2080/60","070/50","570/50","1070/50","1570/50","2070/50","050/30","550/30","1050/30","1550/30","2050/30","0120/90","5120/90","10120/90","15120/90","20120/90"]
[null,null,null,null,null,null,null,null,null,null,null,null,null,null,null,null,null,null,null,null,null,null,null,null,null,null,{"$f":"A183","v":"HC70-3S"}]
["тепловая мощность кВт 3-я",{"$f":"IF(B198=$D$1,B185,0)","v":{"$error":"#N/A"}},{"$f":"IF(C198=$D$1,C185,0)","v":{"$error":"#N/A"}},{"$error":"#N/A"},{"$error":"#N/A"},{"$error":"#N/A"},{"$error":"#N/A"},{"$error":"#N/A"},{"$error":"#N/A"},{"$error":"#N/A"},{"$error":"#N/A"},{"$error":"#N/A"},{"$error":"#N/A"},{"$error":"#N/A"},{"$error":"#N/A"},{"$error":"#N/A"},{"$error":"#N/A"},{"$error":"#N/A"},{"$error":"#N/A"},{"$error":"#N/A"},{"$error":"#N/A"},{"$error":"#N/A"},{"$error":"#N/A"},{"$error":"#N/A"},{"$error":"#N/A"},{"$error":"#N/A"},{"$f":"MAX(B205:Z205)","v":{"$error":"#N/A"}},{"$f":"MAX(AA205:AA207)","v":{"$error":"#N/A"}}]
["2-я",{"$f":"IF(B199=$D$1,B186,0)","v":{"$error":"#N/A"}},{"$error":"#N/A"},{"$error":"#N/A"},{"$error":"#N/A"},{"$error":"#N/A"},{"$error":"#N/A"},{"$error":"#N/A"},{"$error":"#N/A"},{"$error":"#N/A"},{"$error":"#N/A"},{"$error":"#N/A"},{"$error":"#N/A"},{"$error":"#N/A"},{"$error":"#N/A"},{"$error":"#N/A"},{"$error":"#N/A"},{"$error":"#N/A"},{"$error":"#N/A"},{"$error":"#N/A"},{"$error":"#N/A"},{"$error":"#N/A"},{"$error":"#N/A"},{"$error":"#N/A"},{"$error":"#N/A"},{"$error":"#N/A"},{"$f":"MAX(B206:Z206)","v":{"$error":"#N/A"}}]
["1-я",{"$f":"IF(B200=$D$1,B187,0)","v":{"$error":"#N/A"}},{"$error":"#N/A"},{"$error":"#N/A"},{"$error":"#N/A"},{"$error":"#N/A"},{"$error":"#N/A"},{"$error":"#N/A"},{"$error":"#N/A"},{"$error":"#N/A"},{"$error":"#N/A"},{"$error":"#N/A"},{"$error":"#N/A"},{"$error":"#N/A"},{"$error":"#N/A"},{"$error":"#N/A"},{"$error":"#N/A"},{"$error":"#N/A"},{"$error":"#N/A"},{"$error":"#N/A"},{"$error":"#N/A"},{"$error":"#N/A"},{"$error":"#N/A"},{"$error":"#N/A"},{"$error":"#N/A"},{"$error":"#N/A"},{"$error":"#N/A"}]
["температура воздуха на выходе ºC 3-я",{"$f":"IF(B198=$D$1,B188,0)","v":{"$error":"#N/A"}},{"$f":"IF(C198=$D$1,C188,0)","v":{"$error":"#N/A"}},{"$error":"#N/A"},{"$error":"#N/A"},{"$error":"#N/A"},{"$error":"#N/A"},{"$error":"#N/A"},{"$error":"#N/A"},{"$error":"#N/A"},{"$error":"#N/A"},{"$f":"IF(L198=$D$1,L188,0)","v":{"$error":"#N/A"}},{"$f":"IF(M198=$D$1,M188,0)","v":{"$error":"#N/A"}},{"$error":"#N/A"},{"$error":"#N/A"},{"$error":"#N/A"},{"$error":"#N/A"},{"$error":"#N/A"},{"$error":"#N/A"},{"$error":"#N/A"},{"$error":"#N/A"},{"$error":"#N/A"},{"$error":"#N/A"},{"$error":"#N/A"},{"$error":"#N/A"},{"$error":"#N/A"},{"$error":"#N/A"},{"$f":"MAX(AA208:AA210)","v":{"$error":"#N/A"}}]
["2-я",{"$f":"IF(B199=$D$1,B189,0)","v":{"$error":"#N/A"}},{"$f":"IF(C199=$D$1,C189,0)","v":{"$error":"#N/A"}},{"$f":"IF(D199=$D$1,D189,0)","v":{"$error":"#N/A"}},{"$f":"IF(E199=$D$1,E189,0)","v":{"$error":"#N/A"}},{"$f":"IF(F199=$D$1,F189,0)","v":{"$error":"#N/A"}},{"$f":"IF(G199=$D$1,G189,0)","v":{"$error":"#N/A"}},{"$f":"IF(H199=$D$1,H189,0)","v":{"$error":"#N/A"}},{"$error":"#N/A"},{"$error":"#N/A"},{"$error":"#N/A"},{"$error":"#N/A"},{"$error":"#N/A"},{"$error":"#N/A"},{"$error":"#N/A"},{"$error":"#N/A"},{"$error":"#N/A"},{"$error":"#N/A"},{"$error":"#N/A"},{"$error":"#N/A"},{"$error":"#N/A"},{"$error":"#N/A"},{"$error":"#N/A"},{"$error":"#N/A"},{"$error":"#N/A"},{"$error":"#N/A"},{"$error":"#N/A"}]
["1-я",{"$f":"IF(B200=$D$1,B190,0)","v":{"$error":"#N/A"}},{"$f":"IF(C200=$D$1,C190,0)","v":{"$error":"#N/A"}},{"$error":"#N/A"},{"$error":"#N/A"},{"$error":"#N/A"},{"$f":"IF(G200=$D$1,G190,0)","v":{"$error":"#N/A"}},{"$f":"IF(H200=$D$1,H190,0)","v":{"$error":"#N/A"}},{"$error":"#N/A"},{"$error":"#N/A"},{"$error":"#N/A"},{"$error":"#N/A"},{"$error":"#N/A"},{"$error":"#N/A"},{"$error":"#N/A"},{"$error":"#N/A"},{"$error":"#N/A"},{"$error":"#N/A"},{"$error":"#N/A"},{"$error":"#N/A"},{"$error":"#N/A"},{"$error":"#N/A"},{"$error":"#N/A"},{"$error":"#N/A"},{"$error":"#N/A"},{"$error":"#N/A"},{"$error":"#N/A"}]
["расход воды м³/ч 3-я",{"$f":"IF(B198=$D$1,B191,0)","v":{"$error":"#N/A"}},{"$f":"IF(C198=$D$1,C191,0)","v":{"$error":"#N/A"}},{"$error":"#N/A"},{"$error":"#N/A"},{"$error":"#N/A"},{"$f":"IF(G198=$D$1,G191,0)","v":{"$error":"#N/A"}},{"$f":"IF(H198=$D$1,H191,0)","v":{"$error":"#N/A"}},{"$error":"#N/A"},{"$error":"#N/A"},{"$error":"#N/A"},{"$f":"IF(L198=$D$1,L191,0)","v":{"$error":"#N/A"}},{"$f":"IF(M198=$D$1,M191,0)","v":{"$error":"#N/A"}},{"$error":"#N/A"},{"$error":"#N/A"},{"$error":"#N/A"},{"$f":"IF(Q198=$D$1,Q191,0)","v":{"$error":"#N/A"}},{"$f":"IF(R198=$D$1,R191,0)","v":{"$error":"#N/A"}},{"$error":"#N/A"},{"$error":"#N/A"},{"$error":"#N/A"},{"$f":"IF(V198=$D$1,V191,0)","v":{"$error":"#N/A"}},{"$f":"IF(W198=$D$1,W191,0)","v":{"$error":"#N/A"}},{"$error":"#N/A"},{"$error":"#N/A"},{"$error":"#N/A"},{"$error":"#N/A"},{"$f":"MAX(AA211:AA213)","v":{"$error":"#N/A"}}]
["2-я",{"$f":"IF(B199=$D$1,B192,0)","v":{"$error":"#N/A"}},{"$error":"#N/A"},{"$error":"#N/A"},{"$error":"#N/A"},{"$error":"#N/A"},{"$error":"#N/A"},{"$error":"#N/A"},{"$error":"#N/A"},{"$error":"#N/A"},{"$error":"#N/A"},{"$error":"#N/A"},{"$error":"#N/A"},{"$error":"#N/A"},{"$error":"#N/A"},{"$error":"#N/A"},{"$error":"#N/A"},{"$error":"#N/A"},{"$error":"#N/A"},{"$error":"#N/A"},{"$error":"#N/A"},{"$error":"#N/A"},{"$error":"#N/A"},{"$error":"#N/A"},{"$error":"#N/A"},{"$error":"#N/A"},{"$error":"#N/A"}]
["1-я",{"$f":"IF(B200=$D$1,B193,0)","v":{"$error":"#N/A"}},{"$error":"#N/A"},{"$error":"#N/A"},{"$error":"#N/A"},{"$error":"#N/A"},{"$error":"#N/A"},{"$error":"#N/A"},{"$error":"#N/A"},{"$error":"#N/A"},{"$error":"#N/A"},{"$error":"#N/A"},{"$error":"#N/A"},{"$error":"#N/A"},{"$error":"#N/A"},{"$error":"#N/A"},{"$error":"#N/A"},{"$error":"#N/A"},{"$error":"#N/A"},{"$error":"#N/A"},{"$error":"#N/A"},{"$error":"#N/A"},{"$error":"#N/A"},{"$error":"#N/A"},{"$error":"#N/A"},{"$error":"#N/A"},{"$error":"#N/A"}]
["гидравлическое сопротивление кПа 3-я",{"$f":"IF(B198=$D$1,B194,0)","v":{"$error":"#N/A"}},{"$f":"IF(C198=$D$1,C194,0)","v":{"$error":"#N/A"}},{"$error":"#N/A"},{"$error":"#N/A"},{"$error":"#N/A"},{"$error":"#N/A"},{"$error":"#N/A"},{"$error":"#N/A"},{"$error":"#N/A"},{"$error":"#N/A"},{"$f":"IF(L198=$D$1,L194,0)","v":{"$error":"#N/A"}},{"$f":"IF(M198=$D$1,M194,0)","v":{"$error":"#N/A"}},{"$error":"#N/A"},{"$error":"#N/A"},{"$error":"#N/A"},{"$error":"#N/A"},{"$error":"#N/A"},{"$error":"#N/A"},{"$error":"#N/A"},{"$error":"#N/A"},{"$error":"#N/A"},{"$error":"#N/A"},{"$error":"#N/A"},{"$error":"#N/A"},{"$error":"#N/A"},{"$error":"#N/A"},{"$f":"MAX(AA214:AA216)","v":{"$error":"#N/A"}}]
["2-я",{"$f":"IF(B199=$D$1,B195,0)","v":{"$error":"#N/A"}},{"$error":"#N/A"},{"$error":"#N/A"},{"$error":"#N/A"},{"$error":"#N/A"},{"$error":"#N/A"},{"$error":"#N/A"},{"$error":"#N/A"},{"$error":"#N/A"},{"$error":"#N/A"},{"$error":"#N/A"},{"$error":"#N/A"},{"$error":"#N/A"},{"$error":"#N/A"},{"$error":"#N/A"},{"$error":"#N/A"},{"$error":"#N/A"},{"$error":"#N/A"},{"$error":"#N/A"},{"$error":"#N/A"},{"$error":"#N/A"},{"$error":"#N/A"},{"$error":"#N/A"},{"$error":"#N/A"},{"$error":"#N/A"},{"$error":"#N/A"}]
["1-я",{"$f":"IF(B200=$D$1,B196,0)","v":{"$error":"#N/A"}},{"$error":"#N/A"},{"$error":"#N/A"},{"$error":"#N/A"},{"$error":"#N/A"},{"$error":"#N/A"},{"$error":"#N/A"},{"$error":"#N/A"},{"$error":"#N/A"},{"$error":"#N/A"},{"$error":"#N/A"},{"$error":"#N/A"},{"$error":"#N/A"},{"$error":"#N/A"},{"$error":"#N/A"},{"$error":"#N/A"},{"$error":"#N/A"},{"$error":"#N/A"},{"$error":"#N/A"},{"$error":"#N/A"},{"$error":"#N/A"},{"$error":"#N/A"},{"$error":"#N/A"},{"$error":"#N/A"},{"$error":"#N/A"},{"$error":"#N/A"}]
[]
[]
["HCF IP65",null,null,"90/70",null,null,null,null,"80/60",null,null,null,null,"70/50",null,null,null,null,"50/30",null,null,null,null,"120/90"]
["температура воздуха на входе ºC",0,5,10,15,20,0,5,10,15,20,0,5,10,15,20,0,5,10,15,20,0,5,10,15,20]
["тепловая мощность кВт 5-я",50.2,46.4,42.6,38.9,35.299999999999997,43.1,39.299999999999997,35.6,32,28.5,35.9,32.299999999999997,28.6,25.1,21.6,21.5,18,14.5,11.1,7.73,66.2,62.2,58.3,54.5,50.7]
["3-я  (-7%)",{"$f":"B221*0.93","v":46.686000000000007},{"$f":"C221*0.93","v":43.152000000000001},{"$f":"D221*0.93","v":39.618000000000002},36.177,32.829000000000001,40.083000000000006,36.548999999999999,33.108000000000004,29.76,26.505000000000003,33.387,30.038999999999998,26.598000000000003,23.343000000000004,20.088000000000001,19.995000000000001,16.740000000000002,13.485000000000001,10.323,7.1889000000000012,{"$f":"V221*0.93","v":61.566000000000003},57.846000000000004,54.219000000000001,50.685000000000002,47.151000000000003]
["1-я  (-12%)",{"$f":"B221*0.88","v":44.176000000000002},{"$f":"C221*0.88","v":40.832000000000001},37.488,34.231999999999999,31.063999999999997,37.928000000000004,34.583999999999996,31.328000000000003,28.16,25.080000000000002,31.591999999999999,28.423999999999996,25.168000000000003,22.088000000000001,19.008000000000003,18.920000000000002,15.84,12.76,9.7679999999999989,6.8024000000000004,{"$f":"V221*0.88","v":58.256},54.736000000000004,51.303999999999995,47.96,44.616]
["температура воздуха на выходе ºC 5-я",27.9,31.3,34.6,37.799999999999997,41.1,24,27.3,30.6,33.799999999999997,37,20,23.3,26.5,29.7,32.9,12,15.2,18.399999999999999,21.5,24.6,36.9,40.299999999999997,43.6,47,50.3]
["3-я  (-7%)",{"$f":"B224*0.93","v":25.946999999999999},{"$f":"C224*0.93","v":29.109000000000002},{"$f":"D224*0.93","v":32.178000000000004},35.153999999999996,38.223000000000006,22.32,25.389000000000003,28.458000000000002,31.433999999999997,34.410000000000004,18.600000000000001,21.669,24.645,27.621000000000002,30.597000000000001,11.16,14.135999999999999,17.111999999999998,19.995000000000001,22.878000000000004,{"$f":"V224*0.93","v":34.317},37.478999999999999,40.548000000000002,43.71,46.778999999999996]
["1-я  (-12%)",{"$f":"B224*0.88","v":24.552},{"$f":"C224*0.88","v":27.544},30.448,33.263999999999996,36.167999999999999,21.12,24.024000000000001,26.928000000000001,29.743999999999996,32.56,17.600000000000001,20.504000000000001,23.32,26.135999999999999,28.951999999999998,10.56,13.375999999999999,16.192,18.920000000000002,21.648,{"$f":"V224*0.88","v":32.472000000000001},35.463999999999999,38.368000000000002,41.36,44.263999999999996]
["расход воды м³/ч 5-я",2.21,2.04,1.88,1.71,1.56,1.89,1.73,1.57,1.41,1.25,1.57,1.41,1.25,1.1000000000000001,0.95,0.93,0.78,0.63,0.48,0.34,1.96,1.84,1.72,1.61,1.5]
["3-я  (-7%)",{"$f":"B227*0.93","v":2.0552999999999999},{"$f":"C227*0.93","v":1.8972000000000002},{"$f":"D227*0.93","v":1.7484},1.5903,1.4508000000000001,1.7577,1.6089,{"$f":"I227*0.93","v":1.4601000000000002},1.3112999999999999,1.1625000000000001,1.4601000000000002,1.3112999999999999,1.1625000000000001,1.0230000000000001,0.88349999999999995,0.86490000000000011,0.72540000000000004,0.58590000000000009,0.44640000000000002,0.31620000000000004,{"$f":"V227*0.93","v":1.8228},1.7112000000000001,1.5996000000000001,1.4973000000000001,1.395]
["1-я  (-12%)",{"$f":"B227*0.88","v":1.9448000000000001},{"$f":"C227*0.88","v":1.7952000000000001},1.6543999999999999,1.5047999999999999,1.3728,1.6632,{"$f":"H227*0.88","v":1.5224},1.3816000000000002,1.2407999999999999,1.1000000000000001,1.3816000000000002,1.2407999999999999,1.1000000000000001,0.96800000000000008,0.83599999999999997,0.81840000000000002,0.68640000000000001,0.5544,0.4224,0.29920000000000002,{"$f":"V227*0.88","v":1.7247999999999999},1.6192,1.5136000000000001,1.4168000000000001,1.32]
["гидравлическое сопротивление кПа 5-я",21,18,16,13,11,16,14,11,9,8,12,10,8,6,5,5,3,2,1,1,16,15,13,11,10]
["3-я  (-7%)",{"$f":"B230*0.93","v":19.53},{"$f":"C230*0.93","v":16.740000000000002},{"$f":"D230*0.93","v":14.88},12.09,10.23,14.88,13.020000000000001,{"$f":"I230*0.93","v":10.23},8.370000000000001,7.44,11.16,9.3000000000000007,7.44,5.58,4.6500000000000004,4.6500000000000004,2.79,1.86,0.93,0.93,{"$f":"V230*0.93","v":14.88},13.950000000000001,12.09,10.23,9.3000000000000007]
["1-я  (-12%)",{"$f":"B230*0.88","v":18.48},{"$f":"C230*0.88","v":15.84},14.08,11.44,9.68,14.08,{"$f":"H230*0.88","v":12.32},9.68,7.92,7.04,10.56,8.8000000000000007,7.04,5.28,4.4000000000000004,4.4000000000000004,2.64,1.76,0.88,0.88,{"$f":"V230*0.88","v":14.08},13.2,11.44,9.68,8.8000000000000007]
[]
["тепловая мощность кВт 5-я","090/703","590/703","1090/703","1590/703","2090/703","080/603","580/603","1080/603","1580/603","2080/603","070/503","570/503","1070/503","1570/503","2070/503","050/303","550/303","1050/303","1550/303","2050/303","0120/903","5120/903","10120/903","15120/903","20120/903"]
["3-я","090/702","590/702","1090/702","1590/702","2090/702","080/602","580/602","1080/602","1580/602","2080/602","070/502","570/502","1070/502","1570/502","2070/502","050/302","550/302","1050/302","1550/302","2050/302","0120/902","5120/902","10120/902","15120/902","20120/902"]
["1-я","090/701","590/701","1090/701","1590/701","2090/701","080/601","580/601","1080/601","1580/601","2080/601","070/501","570/501","1070/501","1570/501","2070/501","050/301","550/301","1050/301","1550/301","2050/301","0120/901","5120/901","10120/901","15120/901","20120/901"]
[null,"090/70","590/70","1090/70","1590/70","2090/70","080/60","580/60","1080/60","1580/60","2080/60","070/50","570/50","1070/50","1570/50","2070/50","050/30","550/30","1050/30","1550/30","2050/30","0120/90","5120/90","10120/90","15120/90","20120/90"]
[null,"090/70","590/70","1090/70","1590/70","2090/70","080/60","580/60","1080/60","1580/60","2080/60","070/50","570/50","1070/50","1570/50","2070/50","050/30","550/30","1050/30","1550/30","2050/30","0120/90","5120/90","10120/90","15120/90","20120/90"]
[null,"090/70","590/70","1090/70","1590/70","2090/70","080/60","580/60","1080/60","1580/60","2080/60","070/50","570/50","1070/50","1570/50","2070/50","050/30","550/30","1050/30","1550/30","2050/30","0120/90","5120/90","10120/90","15120/90","20120/90"]
[null,null,null,null,null,null,null,null,null,null,null,null,null,null,null,null,null,null,null,null,null,null,null,null,null,null,{"$f":"A219","v":"HCF IP65"}]
["тепловая мощность кВт 3-я",{"$f":"IF(B234=$D$1,B221,0)","v":{"$error":"#N/A"}},{"$f":"IF(C234=$D$1,C221,0)","v":{"$error":"#N/A"}},{"$error":"#N/A"},{"$error":"#N/A"},{"$error":"#N/A"},{"$error":"#N/A"},{"$error":"#N/A"},{"$error":"#N/A"},{"$error":"#N/A"},{"$error":"#N/A"},{"$error":"#N/A"},{"$error":"#N/A"},{"$error":"#N/A"},{"$error":"#N/A"},{"$error":"#N/A"},{"$error":"#N/A"},{"$error":"#N/A"},{"$error":"#N/A"},{"$error":"#N/A"},{"$error":"#N/A"},{"$error":"#N/A"},{"$error":"#N/A"},{"$error":"#N/A"},{"$error":"#N/A"},{"$error":"#N/A"},{"$f":"MAX(B241:Z241)","v":{"$error":"#N/A"}},{"$f":"MAX(AA241:AA243)","v":{"$error":"#N/A"}}]
["2-я",{"$f":"IF(B235=$D$1,B222,0)","v":{"$error":"#N/A"}},{"$error":"#N/A"},{"$error":"#N/A"},{"$error":"#N/A"},{"$error":"#N/A"},{"$error":"#N/A"},{"$error":"#N/A"},{"$error":"#N/A"},{"$error":"#N/A"},{"$error":"#N/A"},{"$error":"#N/A"},{"$error":"#N/A"},{"$error":"#N/A"},{"$error":"#N/A"},{"$error":"#N/A"},{"$error":"#N/A"},{"$error":"#N/A"},{"$error":"#N/A"},{"$error":"#N/A"},{"$error":"#N/A"},{"$error":"#N/A"},{"$error":"#N/A"},{"$error":"#N/A"},{"$error":"#N/A"},{"$error":"#N/A"},{"$f":"MAX(B242:Z242)","v":{"$error":"#N/A"}}]
["1-я",{"$f":"IF(B236=$D$1,B223,0)","v":{"$error":"#N/A"}},{"$error":"#N/A"},{"$error":"#N/A"},{"$error":"#N/A"},{"$error":"#N/A"},{"$error":"#N/A"},{"$error":"#N/A"},{"$error":"#N/A"},{"$error":"#N/A"},{"$error":"#N/A"},{"$error":"#N/A"},{"$error":"#N/A"},{"$error":"#N/A"},{"$error":"#N/A"},{"$error":"#N/A"},{"$error":"#N/A"},{"$error":"#N/A"},{"$error":"#N/A"},{"$error":"#N/A"},{"$error":"#N/A"},{"$error":"#N/A"},{"$error":"#N/A"},{"$error":"#N/A"},{"$error":"#N/A"},{"$error":"#N/A"},{"$error":"#N/A"}]
["температура воздуха на выходе ºC 3-я",{"$f":"IF(B234=$D$1,B224,0)","v":{"$error":"#N/A"}},{"$f":"IF(C234=$D$1,C224,0)","v":{"$error":"#N/A"}},{"$error":"#N/A"},{"$error":"#N/A"},{"$error":"#N/A"},{"$error":"#N/A"},{"$error":"#N/A"},{"$error":"#N/A"},{"$error":"#N/A"},{"$error":"#N/A"},{"$f":"IF(L234=$D$1,L224,0)","v":{"$error":"#N/A"}},{"$f":"IF(M234=$D$1,M224,0)","v":{"$error":"#N/A"}},{"$error":"#N/A"},{"$error":"#N/A"},{"$error":"#N/A"},{"$error":"#N/A"},{"$error":"#N/A"},{"$error":"#N/A"},{"$error":"#N/A"},{"$error":"#N/A"},{"$error":"#N/A"},{"$error":"#N/A"},{"$error":"#N/A"},{"$error":"#N/A"},{"$error":"#N/A"},{"$error":"#N/A"},{"$f":"MAX(AA244:AA246)","v":{"$error":"#N/A"}}]
["2-я",{"$f":"IF(B235=$D$1,B225,0)","v":{"$error":"#N/A"}},{"$f":"IF(C235=$D$1,C225,0)","v":{"$error":"#N/A"}},{"$f":"IF(D235=$D$1,D225,0)","v":{"$error":"#N/A"}},{"$f":"IF(E235=$D$1,E225,0)","v":{"$error":"#N/A"}},{"$f":"IF(F235=$D$1,F225,0)","v":{"$error":"#N/A"}},{"$f":"IF(G235=$D$1,G225,0)","v":{"$error":"#N/A"}},{"$f":"IF(H235=$D$1,H225,0)","v":{"$error":"#N/A"}},{"$error":"#N/A"},{"$error":"#N/A"},{"$error":"#N/A"},{"$error":"#N/A"},{"$error":"#N/A"},{"$error":"#N/A"},{"$error":"#N/A"},{"$error":"#N/A"},{"$error":"#N/A"},{"$error":"#N/A"},{"$error":"#N/A"},{"$error":"#N/A"},{"$error":"#N/A"},{"$error":"#N/A"},{"$error":"#N/A"},{"$error":"#N/A"},{"$error":"#N/A"},{"$error":"#N/A"},{"$error":"#N/A"}]
["1-я",{"$f":"IF(B236=$D$1,B226,0)","v":{"$error":"#N/A"}},{"$f":"IF(C236=$D$1,C226,0)","v":{"$error":"#N/A"}},{"$error":"#N/A"},{"$error":"#N/A"},{"$error":"#N/A"},{"$f":"IF(G236=$D$1,G226,0)","v":{"$error":"#N/A"}},{"$f":"IF(H236=$D$1,H226,0)","v":{"$error":"#N/A"}},{"$error":"#N/A"},{"$error":"#N/A"},{"$error":"#N/A"},{"$error":"#N/A"},{"$error":"#N/A"},{"$error":"#N/A"},{"$error":"#N/A"},{"$error":"#N/A"},{"$error":"#N/A"},{"$error":"#N/A"},{"$error":"#N/A"},{"$error":"#N/A"},{"$error":"#N/A"},{"$error":"#N/A"},{"$error":"#N/A"},{"$error":"#N/A"},{"$error":"#N/A"},{"$error":"#N/A"},{"$error":"#N/A"}]
["расход воды м³/ч 3-я",{"$f":"IF(B234=$D$1,B227,0)","v":{"$error":"#N/A"}},{"$f":"IF(C234=$D$1,C227,0)","v":{"$error":"#N/A"}},{"$error":"#N/A"},{"$error":"#N/A"},{"$error":"#N/A"},{"$f":"IF(G234=$D$1,G227,0)","v":{"$error":"#N/A"}},{"$f":"IF(H234=$D$1,H227,0)","v":{"$error":"#N/A"}},{"$error":"#N/A"},{"$error":"#N/A"},{"$error":"#N/A"},{"$f":"IF(L234=$D$1,L227,0)","v":{"$error":"#N/A"}},{"$f":"IF(M234=$D$1,M227,0)","v":{"$error":"#N/A"}},{"$error":"#N/A"},{"$error":"#N/A"},{"$error":"#N/A"},{"$f":"IF(Q234=$D$1,Q227,0)","v":{"$error":"#N/A"}},{"$f":"IF(R234=$D$1,R227,0)","v":{"$error":"#N/A"}},{"$error":"#N/A"},{"$error":"#N/A"},{"$error":"#N/A"},{"$f":"IF(V234=$D$1,V227,0)","v":{"$error":"#N/A"}},{"$f":"IF(W234=$D$1,W227,0)","v":{"$error":"#N/A"}},{"$error":"#N/A"},{"$error":"#N/A"},{"$error":"#N/A"},{"$error":"#N/A"},{"$f":"MAX(AA247:AA249)","v":{"$error":"#N/A"}}]
["2-я",{"$f":"IF(B235=$D$1,B228,0)","v":{"$error":"#N/A"}},{"$error":"#N/A"},{"$error":"#N/A"},{"$error":"#N/A"},{"$error":"#N/A"},{"$error":"#N/A"},{"$error":"#N/A"},{"$error":"#N/A"},{"$error":"#N/A"},{"$error":"#N/A"},{"$error":"#N/A"},{"$error":"#N/A"},{"$error":"#N/A"},{"$error":"#N/A"},{"$error":"#N/A"},{"$error":"#N/A"},{"$error":"#N/A"},{"$error":"#N/A"},{"$error":"#N/A"},{"$error":"#N/A"},{"$error":"#N/A"},{"$error":"#N/A"},{"$error":"#N/A"},{"$error":"#N/A"},{"$error":"#N/A"},{"$error":"#N/A"}]
["1-я",{"$f":"IF(B236=$D$1,B229,0)","v":{"$error":"#N/A"}},{"$error":"#N/A"},{"$error":"#N/A"},{"$error":"#N/A"},{"$error":"#N/A"},{"$error":"#N/A"},{"$error":"#N/A"},{"$error":"#N/A"},{"$error":"#N/A"},{"$error":"#N/A"},{"$error":"#N/A"},{"$error":"#N/A"},{"$error":"#N/A"},{"$error":"#N/A"},{"$error":"#N/A"},{"$error":"#N/A"},{"$error":"#N/A"},{"$error":"#N/A"},{"$error":"#N/A"},{"$error":"#N/A"},{"$error":"#N/A"},{"$error":"#N/A"},{"$error":"#N/A"},{"$error":"#N/A"},{"$error":"#N/A"},{"$error":"#N/A"}]
["гидравлическое сопротивление кПа 3-я",{"$f":"IF(B234=$D$1,B230,0)","v":{"$error":"#N/A"}},{"$f":"IF(C234=$D$1,C230,0)","v":{"$error":"#N/A"}},{"$error":"#N/A"},{"$error":"#N/A"},{"$error":"#N/A"},{"$error":"#N/A"},{"$error":"#N/A"},{"$error":"#N/A"},{"$error":"#N/A"},{"$error":"#N/A"},{"$f":"IF(L234=$D$1,L230,0)","v":{"$error":"#N/A"}},{"$f":"IF(M234=$D$1,M230,0)","v":{"$error":"#N/A"}},{"$error":"#N/A"},{"$error":"#N/A"},{"$error":"#N/A"},{"$error":"#N/A"},{"$error":"#N/A"},{"$error":"#N/A"},{"$error":"#N/A"},{"$error":"#N/A"},{"$error":"#N/A"},{"$error":"#N/A"},{"$error":"#N/A"},{"$error":"#N/A"},{"$error":"#N/A"},{"$error":"#N/A"},{"$f":"MAX(AA250:AA252)","v":{"$error":"#N/A"}}]
["2-я",{"$f":"IF(B235=$D$1,B231,0)","v":{"$error":"#N/A"}},{"$error":"#N/A"},{"$error":"#N/A"},{"$error":"#N/A"},{"$error":"#N/A"},{"$error":"#N/A"},{"$error":"#N/A"},{"$error":"#N/A"},{"$error":"#N/A"},{"$error":"#N/A"},{"$error":"#N/A"},{"$error":"#N/A"},{"$error":"#N/A"},{"$error":"#N/A"},{"$error":"#N/A"},{"$error":"#N/A"},{"$error":"#N/A"},{"$error":"#N/A"},{"$error":"#N/A"},{"$error":"#N/A"},{"$error":"#N/A"},{"$error":"#N/A"},{"$error":"#N/A"},{"$error":"#N/A"},{"$error":"#N/A"},{"$error":"#N/A"}]
["1-я",{"$f":"IF(B236=$D$1,B232,0)","v":{"$error":"#N/A"}},{"$error":"#N/A"},{"$error":"#N/A"},{"$error":"#N/A"},{"$error":"#N/A"},{"$error":"#N/A"},{"$error":"#N/A"},{"$error":"#N/A"},{"$error":"#N/A"},{"$error":"#N/A"},{"$error":"#N/A"},{"$error":"#N/A"},{"$error":"#N/A"},{"$error":"#N/A"},{"$error":"#N/A"},{"$error":"#N/A"},{"$error":"#N/A"},{"$error":"#N/A"},{"$error":"#N/A"},{"$error":"#N/A"},{"$error":"#N/A"},{"$error":"#N/A"},{"$error":"#N/A"},{"$error":"#N/A"},{"$error":"#N/A"},{"$error":"#N/A"}]
[]
[]
["HCF IP54",null,null,"90/70",null,null,null,null,"80/60",null,null,null,null,"70/50",null,null,null,null,"50/30",null,null,null,null,"120/90"]
["температура воздуха на входе ºC",0,5,10,15,20,0,5,10,15,20,0,5,10,15,20,0,5,10,15,20,0,5,10,15,20]
["тепловая мощность кВт 3-я",44.3,40.9,37.6,34.299999999999997,31.1,38,34.700000000000003,31.5,28.3,25.2,31.8,28.5,25.3,22.2,19.100000000000001,19.100000000000001,16,12.9,9.92,6.92,58.5,54.9,51.5,48.1,44.7]
["2-я",32.5,30,27.6,25.2,22.9,28,25.6,23.2,20.8,18.600000000000001,23.4,21.1,18.7,16.399999999999999,14.2,14.3,12,9.7200000000000006,7.49,5.29,43,40.4,37.799999999999997,35.299999999999997,32.799999999999997]
["1-я",26.5,24.5,22.5,20.5,18.600000000000001,22.8,20.9,18.899999999999999,17,15.1,19.2,17.2,15.3,13.5,11.6,11.7,9.8699999999999992,8.0299999999999994,6.23,4.41,35,32.9,30.8,28.7,26.8]
["температура воздуха на выходе ºC 3-я",30.8,33.9,37.1,40.200000000000003,43.2,26.5,29.6,32.700000000000003,35.700000000000003,38.799999999999997,22.1,25.2,28.3,31.3,34.299999999999997,13.3,16.3,19.3,22.3,25.2,40.700000000000003,43.9,47.1,50.3,53.4]
["2-я",37.700000000000003,40.5,43.1,45.8,48.4,32.5,35.200000000000003,37.799999999999997,40.5,43.1,27.2,29.9,32.5,35.1,37.700000000000003,16.5,19.100000000000001,21.7,24.2,26.6,49.8,52.6,55.4,58.2,60.8]
["1-я",42.2,44.6,47,49.5,51.8,36.299999999999997,38.799999999999997,41.2,43.5,45.8,30.5,32.9,35.200000000000003,37.6,39.799999999999997,18.7,21,23.2,25.5,27.5,55.7,58.2,60.7,63.2,65.599999999999994]
["расход воды м³/ч 3-я",1.95,1.8,1.66,1.51,1.37,1.67,1.52,1.38,1.24,1.1100000000000001,1.39,1.25,1.1100000000000001,0.97,0.84,0.83,0.69,0.56000000000000005,0.43,0.3,1.73,1.62,1.52,1.42,1.32]
["2-я",1.43,1.32,1.22,1.1100000000000001,1.01,1.23,1.1200000000000001,1.02,0.92,0.82,1.03,0.92,0.82,0.72,0.62,0.62,0.52,0.42,0.33,0.23,1.27,1.19,1.1200000000000001,1.04,0.97]
["1-я",1.17,1.08,0.99,0.91,0.82,1,0.92,0.83,0.75,0.67,0.84,0.75,0.67,0.59,0.51,0.51,0.43,0.35,0.27,0.19,1.03,0.97,0.91,0.85,0.79]
["гидравлическое сопротивление кПа 3-я",10,8,7,8,7,8,8,7,6,6,7,6,6,5,4,4,4,3,4,2,7,7,8,7,6]
["2-я",10,8,7,6,5,7,6,5,4,3,5,4,4,3,2,2,2,1,1,0,7,6,6,5,4]
["1-я",6,6,5,4,3,5,4,4,3,2,4,3,2,2,1,2,1,1,0,0,5,4,4,3,3]
[]
["тепловая мощность кВт 3-я","090/703","590/703","1090/703","1590/703","2090/703","080/603","580/603","1080/603","1580/603","2080/603","070/503","570/503","1070/503","1570/503","2070/503","050/303","550/303","1050/303","1550/303","2050/303","0120/903","5120/903","10120/903","15120/903","20120/903"]
["2-я","090/702","590/702","1090/702","1590/702","2090/702","080/602","580/602","1080/602","1580/602","2080/602","070/502","570/502","1070/502","1570/502","2070/502","050/302","550/302","1050/302","1550/302","2050/302","0120/902","5120/902","10120/902","15120/902","20120/902"]
["1-я","090/701","590/701","1090/701","1590/701","2090/701","080/601","580/601","1080/601","1580/601","2080/601","070/501","570/501","1070/501","1570/501","2070/501","050/301","550/301","1050/301","1550/301","2050/301","0120/901","5120/901","10120/901","15120/901","20120/901"]
[null,"090/70","590/70","1090/70","1590/70","2090/70","080/60","580/60","1080/60","1580/60","2080/60","070/50","570/50","1070/50","1570/50","2070/50","050/30","550/30","1050/30","1550/30","2050/30","0120/90","5120/90","10120/90","15120/90","20120/90"]
[null,"090/70","590/70","1090/70","1590/70","2090/70","080/60","580/60","1080/60","1580/60","2080/60","070/50","570/50","1070/50","1570/50","2070/50","050/30","550/30","1050/30","1550/30","2050/30","0120/90","5120/90","10120/90","15120/90","20120/90"]
[null,"090/70","590/70","1090/70","1590/70","2090/70","080/60","580/60","1080/60","1580/60","2080/60","070/50","570/50","1070/50","1570/50","2070/50","050/30","550/30","1050/30","1550/30","2050/30","0120/90","5120/90","10120/90","15120/90","20120/90"]
[null,null,null,null,null,null,null,null,null,null,null,null,null,null,null,null,null,null,null,null,null,null,null,null,null,null,{"$f":"A255","v":"HCF IP54"}]
["тепловая мощность кВт 3-я",{"$f":"IF(B270=$D$1,B257,0)","v":{"$error":"#N/A"}},{"$f":"IF(C270=$D$1,C257,0)","v":{"$error":"#N/A"}},{"$error":"#N/A"},{"$error":"#N/A"},{"$error":"#N/A"},{"$error":"#N/A"},{"$error":"#N/A"},{"$error":"#N/A"},{"$error":"#N/A"},{"$error":"#N/A"},{"$error":"#N/A"},{"$error":"#N/A"},{"$error":"#N/A"},{"$error":"#N/A"},{"$error":"#N/A"},{"$error":"#N/A"},{"$error":"#N/A"},{"$error":"#N/A"},{"$error":"#N/A"},{"$error":"#N/A"},{"$error":"#N/A"},{"$error":"#N/A"},{"$error":"#N/A"},{"$error":"#N/A"},{"$error":"#N/A"},{"$f":"MAX(B277:Z277)","v":{"$error":"#N/A"}},{"$f":"MAX(AA277:AA279)","v":{"$error":"#N/A"}}]
["2-я",{"$f":"IF(B271=$D$1,B258,0)","v":{"$error":"#N/A"}},{"$error":"#N/A"},{"$error":"#N/A"},{"$error":"#N/A"},{"$error":"#N/A"},{"$error":"#N/A"},{"$error":"#N/A"},{"$error":"#N/A"},{"$error":"#N/A"},{"$error":"#N/A"},{"$error":"#N/A"},{"$error":"#N/A"},{"$error":"#N/A"},{"$error":"#N/A"},{"$error":"#N/A"},{"$error":"#N/A"},{"$error":"#N/A"},{"$error":"#N/A"},{"$error":"#N/A"},{"$error":"#N/A"},{"$error":"#N/A"},{"$error":"#N/A"},{"$error":"#N/A"},{"$error":"#N/A"},{"$error":"#N/A"},{"$f":"MAX(B278:Z278)","v":{"$error":"#N/A"}}]
["1-я",{"$f":"IF(B272=$D$1,B259,0)","v":{"$error":"#N/A"}},{"$error":"#N/A"},{"$error":"#N/A"},{"$error":"#N/A"},{"$error":"#N/A"},{"$error":"#N/A"},{"$error":"#N/A"},{"$error":"#N/A"},{"$error":"#N/A"},{"$error":"#N/A"},{"$error":"#N/A"},{"$error":"#N/A"},{"$error":"#N/A"},{"$error":"#N/A"},{"$error":"#N/A"},{"$error":"#N/A"},{"$error":"#N/A"},{"$error":"#N/A"},{"$error":"#N/A"},{"$error":"#N/A"},{"$error":"#N/A"},{"$error":"#N/A"},{"$error":"#N/A"},{"$error":"#N/A"},{"$error":"#N/A"},{"$error":"#N/A"}]
["температура воздуха на выходе ºC 3-я",{"$f":"IF(B270=$D$1,B260,0)","v":{"$error":"#N/A"}},{"$f":"IF(C270=$D$1,C260,0)","v":{"$error":"#N/A"}},{"$error":"#N/A"},{"$error":"#N/A"},{"$error":"#N/A"},{"$error":"#N/A"},{"$error":"#N/A"},{"$error":"#N/A"},{"$error":"#N/A"},{"$error":"#N/A"},{"$f":"IF(L270=$D$1,L260,0)","v":{"$error":"#N/A"}},{"$f":"IF(M270=$D$1,M260,0)","v":{"$error":"#N/A"}},{"$error":"#N/A"},{"$error":"#N/A"},{"$error":"#N/A"},{"$error":"#N/A"},{"$error":"#N/A"},{"$error":"#N/A"},{"$error":"#N/A"},{"$error":"#N/A"},{"$error":"#N/A"},{"$error":"#N/A"},{"$error":"#N/A"},{"$error":"#N/A"},{"$error":"#N/A"},{"$error":"#N/A"},{"$f":"MAX(AA280:AA282)","v":{"$error":"#N/A"}}]
["2-я",{"$f":"IF(B271=$D$1,B261,0)","v":{"$error":"#N/A"}},{"$f":"IF(C271=$D$1,C261,0)","v":{"$error":"#N/A"}},{"$f":"IF(D271=$D$1,D261,0)","v":{"$error":"#N/A"}},{"$f":"IF(E271=$D$1,E261,0)","v":{"$error":"#N/A"}},{"$f":"IF(F271=$D$1,F261,0)","v":{"$error":"#N/A"}},{"$f":"IF(G271=$D$1,G261,0)","v":{"$error":"#N/A"}},{"$f":"IF(H271=$D$1,H261,0)","v":{"$error":"#N/A"}},{"$error":"#N/A"},{"$error":"#N/A"},{"$error":"#N/A"},{"$error":"#N/A"},{"$error":"#N/A"},{"$error":"#N/A"},{"$error":"#N/A"},{"$error":"#N/A"},{"$error":"#N/A"},{"$error":"#N/A"},{"$error":"#N/A"},{"$error":"#N/A"},{"$error":"#N/A"},{"$error":"#N/A"},{"$error":"#N/A"},{"$error":"#N/A"},{"$error":"#N/A"},{"$error":"#N/A"},{"$error":"#N/A"}]
["1-я",{"$f":"IF(B272=$D$1,B262,0)","v":{"$error":"#N/A"}},{"$f":"IF(C272=$D$1,C262,0)","v":{"$error":"#N/A"}},{"$error":"#N/A"},{"$error":"#N/A"},{"$error":"#N/A"},{"$f":"IF(G272=$D$1,G262,0)","v":{"$error":"#N/A"}},{"$f":"IF(H272=$D$1,H262,0)","v":{"$error":"#N/A"}},{"$error":"#N/A"},{"$error":"#N/A"},{"$error":"#N/A"},{"$error":"#N/A"},{"$error":"#N/A"},{"$error":"#N/A"},{"$error":"#N/A"},{"$error":"#N/A"},{"$error":"#N/A"},{"$error":"#N/A"},{"$error":"#N/A"},{"$error":"#N/A"},{"$error":"#N/A"},{"$error":"#N/A"},{"$error":"#N/A"},{"$error":"#N/A"},{"$error":"#N/A"},{"$error":"#N/A"},{"$error":"#N/A"}]
["расход воды м³/ч 3-я",{"$f":"IF(B270=$D$1,B263,0)","v":{"$error":"#N/A"}},{"$f":"IF(C270=$D$1,C263,0)","v":{"$error":"#N/A"}},{"$error":"#N/A"},{"$error":"#N/A"},{"$error":"#N/A"},{"$f":"IF(G270=$D$1,G263,0)","v":{"$error":"#N/A"}},{"$f":"IF(H270=$D$1,H263,0)","v":{"$error":"#N/A"}},{"$error":"#N/A"},{"$error":"#N/A"},{"$error":"#N/A"},{"$f":"IF(L270=$D$1,L263,0)","v":{"$error":"#N/A"}},{"$f":"IF(M270=$D$1,M263,0)","v":{"$error":"#N/A"}},{"$error":"#N/A"},{"$error":"#N/A"},{"$error":"#N/A"},{"$f":"IF(Q270=$D$1,Q263,0)","v":{"$error":"#N/A"}},{"$f":"IF(R270=$D$1,R263,0)","v":{"$error":"#N/A"}},{"$error":"#N/A"},{"$error":"#N/A"},{"$error":"#N/A"},{"$f":"IF(V270=$D$1,V263,0)","v":{"$error":"#N/A"}},{"$f":"IF(W270=$D$1,W263,0)","v":{"$error":"#N/A"}},{"$error":"#N/A"},{"$error":"#N/A"},{"$error":"#N/A"},{"$error":"#N/A"},{"$f":"MAX(AA283:AA285)","v":{"$error":"#N/A"}}]
["2-я",{"$f":"IF(B271=$D$1,B264,0)","v":{"$error":"#N/A"}},{"$error":"#N/A"},{"$error":"#N/A"},{"$error":"#N/A"},{"$error":"#N/A"},{"$error":"#N/A"},{"$error":"#N/A"},{"$error":"#N/A"},{"$error":"#N/A"},{"$error":"#N/A"},{"$error":"#N/A"},{"$error":"#N/A"},{"$error":"#N/A"},{"$error":"#N/A"},{"$error":"#N/A"},{"$error":"#N/A"},{"$error":"#N/A"},{"$error":"#N/A"},{"$error":"#N/A"},{"$error":"#N/A"},{"$error":"#N/A"},{"$error":"#N/A"},{"$error":"#N/A"},{"$error":"#N/A"},{"$error":"#N/A"},{"$error":"#N/A"}]
["1-я",{"$f":"IF(B272=$D$1,B265,0)","v":{"$error":"#N/A"}},{"$error":"#N/A"},{"$error":"#N/A"},{"$error":"#N/A"},{"$error":"#N/A"},{"$error":"#N/A"},{"$error":"#N/A"},{"$error":"#N/A"},{"$error":"#N/A"},{"$error":"#N/A"},{"$error":"#N/A"},{"$error":"#N/A"},{"$error":"#N/A"},{"$error":"#N/A"},{"$error":"#N/A"},{"$error":"#N/A"},{"$error":"#N/A"},{"$error":"#N/A"},{"$error":"#N/A"},{"$error":"#N/A"},{"$error":"#N/A"},{"$error":"#N/A"},{"$error":"#N/A"},{"$error":"#N/A"},{"$error":"#N/A"},{"$error":"#N/A"}]
["гидравлическое сопротивление кПа 3-я",{"$f":"IF(B270=$D$1,B266,0)","v":{"$error":"#N/A"}},{"$f":"IF(C270=$D$1,C266,0)","v":{"$error":"#N/A"}},{"$error":"#N/A"},{"$error":"#N/A"},{"$error":"#N/A"},{"$error":"#N/A"},{"$error":"#N/A"},{"$error":"#N/A"},{"$error":"#N/A"},{"$error":"#N/A"},{"$f":"IF(L270=$D$1,L266,0)","v":{"$error":"#N/A"}},{"$f":"IF(M270=$D$1,M266,0)","v":{"$error":"#N/A"}},{"$error":"#N/A"},{"$error":"#N/A"},{"$error":"#N/A"},{"$error":"#N/A"},{"$error":"#N/A"},{"$error":"#N/A"},{"$error":"#N/A"},{"$error":"#N/A"},{"$error":"#N/A"},{"$error":"#N/A"},{"$error":"#N/A"},{"$error":"#N/A"},{"$error":"#N/A"},{"$error":"#N/A"},{"$f":"MAX(AA286:AA288)","v":{"$error":"#N/A"}}]
["2-я",{"$f":"IF(B271=$D$1,B267,0)","v":{"$error":"#N/A"}},{"$error":"#N/A"},{"$error":"#N/A"},{"$error":"#N/A"},{"$error":"#N/A"},{"$error":"#N/A"},{"$error":"#N/A"},{"$error":"#N/A"},{"$error":"#N/A"},{"$error":"#N/A"},{"$error":"#N/A"},{"$error":"#N/A"},{"$error":"#N/A"},{"$error":"#N/A"},{"$error":"#N/A"},{"$error":"#N/A"},{"$error":"#N/A"},{"$error":"#N/A"},{"$error":"#N/A"},{"$error":"#N/A"},{"$error":"#N/A"},{"$error":"#N/A"},{"$error":"#N/A"},{"$error":"#N/A"},{"$error":"#N/A"},{"$error":"#N/A"}]
["1-я",{"$f":"IF(B272=$D$1,B268,0)","v":{"$error":"#N/A"}},{"$error":"#N/A"},{"$error":"#N/A"},{"$error":"#N/A"},{"$error":"#N/A"},{"$error":"#N/A"},{"$error":"#N/A"},{"$error":"#N/A"},{"$error":"#N/A"},{"$error":"#N/A"},{"$error":"#N/A"},{"$error":"#N/A"},{"$error":"#N/A"},{"$error":"#N/A"},{"$error":"#N/A"},{"$error":"#N/A"},{"$error":"#N/A"},{"$error":"#N/A"},{"$error":"#N/A"},{"$error":"#N/A"},{"$error":"#N/A"},{"$error":"#N/A"},{"$error":"#N/A"},{"$error":"#N/A"},{"$error":"#N/A"},{"$error":"#N/A"}]
[]
[]
["Возможные варианты для подбора","тепловая мощность кВт","температура воздуха на выходе ºC","расход воды м³/ч","гидравлическое сопротивление кПа","Дальность струи м","Уровень шума дБ","Розница руб с НДС","Степень защиты двигателя"]
[{"$f":"A3","v":"HC20-3S"},{"$f":"IF(Интерфейс!AV43=Интерфейс!LF4,AB25,0)","v":0},{"$f":"AB28","v":{"$error":"#N/A"}},{"$f":"AB31","v":{"$error":"#N/A"}},{"$f":"AB34","v":{"$error":"#N/A"}},19,null,21391.762847276248,"IP 54"]
[{"$f":"A39","v":"HC30-3S"},{"$f":"IF(Интерфейс!AV43=Интерфейс!LF4,AB61,0)","v":0},{"$f":"AB64","v":{"$error":"#N/A"}},{"$f":"AB67","v":{"$error":"#N/A"}},{"$f":"AB70","v":{"$error":"#N/A"}},18,null,23673.550884319051,"IP 54"]
[{"$f":"A75","v":"HC35-3S"},{"$f":"IF(Интерфейс!AV43=Интерфейс!LF4,AB97,0)","v":0},{"$f":"AB100","v":{"$error":"#N/A"}},{"$f":"AB103","v":{"$error":"#N/A"}},{"$f":"AB106","v":{"$error":"#N/A"}},15,null,28427.275961491552,"IP 54"]
[{"$f":"A111","v":"HC45-3S"},{"$f":"IF(Интерфейс!AV43=Интерфейс!LF4,AB133,0)","v":0},{"$f":"AB136","v":{"$error":"#N/A"}},{"$f":"AB139","v":{"$error":"#N/A"}},{"$f":"AB142","v":{"$error":"#N/A"}},14,null,30328.765992360553,"IP 54"]
[{"$f":"A147","v":"HC50-3S"},{"$f":"IF(Интерфейс!AV43=Интерфейс!LF4,AB169,0)","v":0},{"$f":"AB172","v":{"$error":"#N/A"}},{"$f":"AB175","v":{"$error":"#N/A"}},{"$f":"AB178","v":{"$error":"#N/A"}},21,null,32800.703032490252,"IP 54"]
[{"$f":"A183","v":"HC70-3S"},{"$f":"IF(Интерфейс!AV43=Интерфейс!LF4,AB205,0)","v":0},{"$f":"AB208","v":{"$error":"#N/A"}},{"$f":"AB211","v":{"$error":"#N/A"}},{"$f":"AB214","v":{"$error":"#N/A"}},18,null,36033.236084967546,"IP 54"]
[{"$f":"A219","v":"HCF IP65"},{"$f":"AB241","v":{"$error":"#N/A"}},{"$f":"AB244","v":{"$error":"#N/A"}},{"$f":"AB247","v":{"$error":"#N/A"}},{"$f":"AB250","v":{"$error":"#N/A"}},25,null,68929.013619001256,"IP 65"]
[{"$f":"A255","v":"HCF IP54"},{"$f":"AB277","v":{"$error":"#N/A"}},{"$f":"AB280","v":{"$error":"#N/A"}},{"$f":"AB283","v":{"$error":"#N/A"}},{"$f":"AB286","v":{"$error":"#N/A"}},21,null,52195.901347354033,"IP 54",null,null,null,null,null,null,397.91640000000001]
[]
["Сколько вентиляторов",null,"сколько нужно агрегатов","сколько нужно агрегатов"]
["HC20-3S",{"$f":"IF(B292>0,Интерфейс!CK37/Матрица!B292,0)","v":0},{"$f":"_xlfn.CEILING.MATH(B302)","v":0},{"$f":"C302*H292","v":0}]
["HC30-3S",{"$f":"IF(B293>0,Интерфейс!CK37/Матрица!B293,0)","v":0},{"$f":"_xlfn.CEILING.MATH(B303)","v":0},{"$f":"C303*H293","v":0}]
["HC35-3S",{"$f":"IF(B294>0,Интерфейс!CK37/Матрица!B294,0)","v":0},0,0]
["HC45-3S",{"$f":"IF(B295>0,Интерфейс!CK37/Матрица!B295,0)","v":0},0,0]
["HC50-3S",{"$f":"IF(B296>0,Интерфейс!CK37/Матрица!B296,0)","v":0},0,0]
["HC70-3S",{"$f":"IF(B297>0,Интерфейс!CK37/Матрица!B297,0)","v":0},0,0]
["HCF IP65",{"$f":"IF(B298>0,Интерфейс!CK37/Матрица!B298,0)","v":{"$error":"#N/A"}},{"$error":"#N/A"},{"$f":"C308*H298","v":{"$error":"#N/A"}}]
["HCF IP54",{"$f":"IF(B299>0,Интерфейс!CK37/Матрица!B299,0)","v":{"$error":"#N/A"}},{"$error":"#N/A"},{"$f":"C309*H299","v":{"$error":"#N/A"}}]

{"sheet":"Пирог стены окна","index":8,"n_rows":109,"n_cols":26,"rows_kept":109,"cut":false,"hidden":true,"merged":[[106,9,106,10],[95,9,95,13],[102,9,102,10],[103,9,103,10],[104,9,104,10],[105,9,105,10],[24,9,24,10],[1,9,1,13],[6,9,6,10],[7,9,7,10],[8,9,8,10],[9,9,9,10],[10,9,10,10],[13,9,13,13],[20,9,20,10],[21,9,21,10],[22,9,22,10],[23,9,23,10],[53,9,53,10],[27,9,27,13],[34,9,34,10],[35,9,35,10],[36,9,36,10],[37,9,37,10],[38,9,38,10],[42,9,42,13],[49,9,49,10],[50,9,50,10],[51,9,51,10],[52,9,52,10],[79,9,79,10],[56,9,56,13],[61,9,61,10],[62,9,62,10],[63,9,63,10],[64,9,64,10],[65,9,65,10],[68,9,68,13],[75,9,75,10],[76,9,76,10],[77,9,77,10],[78,9,78,10]]}
[]
[null,null,null,null,null,null,null,null,null,{"$f":"Q4","v":"Сэндвич-панель"},null,null,null,null,null,null,null,null,null,null,null,null,null,null,"пенополистирол",3.4000000000000002E-2]
[null,null,null,null,null,null,null,null,null,"номер слоя, м","Материал слоя","толщина слоя, м","коэффициент теплопроводности λ, Вт/м С","Термическое сопротивление каждого слоя, Rn,(м2 0С)/Вт",null,null,null,"Коэффициент теплопередачи ограждающей конструкции, К, Вт/(м2 0С)","Фактическое сопротивления теплопередачи","Условие стены",null,null,null,"коэффициент теплопроводности λ, Вт/м С","Каменная вата",3.7999999999999999E-2]
[null,null,null,null,null,null,null,null,null,1,"Пенополистирол",{"$f":"IF(J2=Интерфейс!AG18,Интерфейс!AG20/1000,0)","v":0},{"$f":"IF(Главный!$BM$13>0,Главный!$BM$13,0.034)","v":3.4000000000000002E-2},{"$f":"L4/M4","v":0},null,null,{"$f":"Главный!KS4","v":"Сэндвич-панель"},{"$f":"N11","v":0},{"$f":"N10","v":{"$error":"#VALUE!"}},null,null,null,{"$f":"Q4","v":"Сэндвич-панель"},3.4000000000000002E-2,"Каменная вата",{"$f":"Z3","v":3.7999999999999999E-2}]
[null,null,null,null,null,null,null,null,null,2,"Rockwool Фас Батс",{"$f":"Интерфейс!AG22/1000","v":{"$error":"#VALUE!"}},{"$f":"IF(Главный!$BM$15>0,Главный!$BM$15,0.038)","v":3.7999999999999999E-2},{"$f":"L5/M5","v":{"$error":"#VALUE!"}},null,null,{"$f":"Главный!KS5","v":"Газобетон"},{"$f":"N25","v":0},{"$f":"N24","v":{"$error":"#VALUE!"}},null,null,null,{"$f":"Q5","v":"Газобетон"},0.11700000000000001,"Каменная вата",{"$f":"Z3","v":3.7999999999999999E-2}]
[null,null,null,null,null,null,null,null,null,3,"Лист ОСП",1.2E-2,0.13,{"$f":"L6/M6","v":9.2307692307692313E-2},null,null,{"$f":"Главный!KS6","v":"Каркас"},{"$f":"N39","v":0},{"$f":"N38","v":{"$error":"#VALUE!"}},{"$f":"VLOOKUP(K6,Q17:T20,2,0)","v":{"$error":"#N/A"}},{"$f":"VLOOKUP(K6,Q17:T20,3,0)","v":{"$error":"#N/A"}},null,"Каркас",3.6999999999999998E-2,"Каменная вата",{"$f":"Z3","v":3.7999999999999999E-2}]
[null,null,null,null,null,null,null,null,null,"Термическое сопротивление ограждающей конструкции,Rк, (м2 0С)/Вт",null,null,null,{"$f":"SUM(N4:N6)","v":{"$error":"#VALUE!"}},null,null,{"$f":"Главный!KS7","v":"Поризованный камень"},{"$f":"N54","v":0},{"$f":"N53","v":{"$error":"#VALUE!"}},null,null,null,"Поризованный камень",0.13600000000000001,"Каменная вата",{"$f":"Z3","v":3.7999999999999999E-2}]
[null,null,null,null,null,null,null,null,null,"1/αн",null,1,23,{"$f":"L8/M8","v":4.3478260869565216E-2},null,null,{"$f":"Главный!KS8","v":"Сотовый поликарбонат"},{"$f":"N66","v":0},{"$f":"N65","v":{"$error":"#VALUE!"}},null,null,null,"Сотовый поликарбонат",0.21]
[null,null,null,null,null,null,null,null,null,"1/αв",null,1,8.6999999999999993,{"$f":"L9/M9","v":0.1149425287356322},null,null,{"$f":"Главный!KS9","v":"Профнастил"},{"$f":"N80","v":0},{"$f":"N79","v":{"$error":"#VALUE!"}},null,null,null,"Профнастил",58,{"$f":"K75","v":"Пенополистирол"},{"$f":"Z2","v":3.4000000000000002E-2}]
[null,null,null,null,null,null,null,null,null,"Сопротивление теплопередаче Rо, (м2 0С)/Вт ограждающей конструкции с учетом коэффициента неоднородности стен 0,95",null,null,{"$f":"Главный!AX17","v":"выберите"},{"$f":"SUM(N7:N9)*M10","v":{"$error":"#VALUE!"}},null,null,{"$f":"Главный!KS10","v":"Спортивный тент"},{"$f":"N107","v":0},{"$f":"N106","v":{"$error":"#VALUE!"}},null,null,null,"Спортивный тент",0.16,{"$f":"K102","v":"Изоляции между тентами"},{"$f":"VLOOKUP(Главный!AX15,W12:X17,2,0)","v":{"$error":"#N/A"}}]
[null,null,null,null,null,null,null,null,null,"Коэффициент теплопередачи ограждающей конструкции, К, Вт/(м2 0С)",null,null,null,{"$f":"IF(L4=0,0,1/N10)","v":0}]
[null,null,null,null,null,null,null,null,null,null,null,null,null,null,null,null,null,null,null,null,null,null,{"$f":"Материалы!C39","v":0},{"$f":"Z4","v":3.7999999999999999E-2}]
[null,null,null,null,null,null,null,null,null,null,null,null,null,null,null,null,null,null,null,null,null,null,{"$f":"Материалы!D39","v":0},{"$f":"Z4","v":3.7999999999999999E-2}]
[null,null,null,null,null,null,null,null,null,{"$f":"Q5","v":"Газобетон"},null,null,null,null,null,null,null,null,null,null,null,null,{"$f":"Материалы!E39","v":0},{"$f":"Z4","v":3.7999999999999999E-2}]
[null,null,null,null,null,null,null,null,null,"номер слоя, м","Материал слоя","толщина слоя, м","коэффициент теплопроводности λ, Вт/м С","Термическое сопротивление каждого слоя, Rn,(м2 0С)/Вт",null,null,null,null,null,null,null,null,{"$f":"Материалы!F39","v":0},{"$f":"Z4","v":3.7999999999999999E-2}]
[null,null,null,null,null,null,null,null,null,1,"Газобетон",{"$f":"IF(J14=Интерфейс!AG18,Интерфейс!AG20/1000,0)","v":0},{"$f":"IF(Главный!$BM$13>0,Главный!$BM$13,0.117)","v":0.11700000000000001},{"$f":"L16/M16","v":0},null,null,null,"Толщина (мм)","λ, Вт/м С",null,null,null,{"$f":"Материалы!G39","v":0},2.1999999999999999E-2]
[null,null,null,null,null,null,null,null,null,2,"Штукатурка внутри",0.01,0.2,{"$f":"L17/M17","v":4.9999999999999996E-2},null,null,"Нет",20,0.93,null,null,null,{"$f":"Материалы!H39","v":0},2.1999999999999999E-2]
[null,null,null,null,null,null,null,null,null,3,"Гипсокартон",0.01,0.28000000000000003,{"$f":"L18/M18","v":3.5714285714285712E-2},null,null,"Мокрый фасад",120,0.15]
[null,null,null,null,null,null,null,null,null,4,"Rockwool Фас Батс",{"$f":"Интерфейс!AG22/1000","v":{"$error":"#VALUE!"}},{"$f":"IF(Главный!$BM$15>0,Главный!$BM$15,0.038)","v":3.7999999999999999E-2},{"$f":"L19/M19","v":{"$error":"#VALUE!"}},null,null,"Фасадный кирпич",30,0.2]
[null,null,null,null,null,null,null,null,null,5,null,null,null,null,null,null,"Окраска наружных стен",5,0.2,{"$f":"VLOOKUP(K20,Q17:T20,2,0)","v":{"$error":"#N/A"}},{"$f":"VLOOKUP(K20,Q17:T20,3,0)","v":{"$error":"#N/A"}}]
[null,null,null,null,null,null,null,null,null,"Термическое сопротивление ограждающей конструкции,Rк, (м2 0С)/Вт",null,null,null,{"$f":"SUM(N16:N20)","v":{"$error":"#VALUE!"}}]
[null,null,null,null,null,null,null,null,null,"1/αн",null,1,23,{"$f":"L22/M22","v":4.3478260869565216E-2}]
[null,null,null,null,null,null,null,null,null,"1/αв",null,1,8.6999999999999993,{"$f":"L23/M23","v":0.1149425287356322}]
[null,null,null,null,null,null,null,null,null,"Сопротивление теплопередаче Rо, (м2 0С)/Вт ограждающей конструкции с учетом коэффициента неоднородности стен 0,95",null,null,{"$f":"Главный!AX17","v":"выберите"},{"$f":"SUM(N21:N23)*M24","v":{"$error":"#VALUE!"}}]
[null,null,null,null,null,null,null,null,null,"Коэффициент теплопередачи ограждающей конструкции, К, Вт/(м2 0С)",null,null,null,{"$f":"IF(L16=0,0,1/N24)","v":0}]
[]
[]
[null,null,null,null,null,null,null,null,null,{"$f":"Q6","v":"Каркас"}]
[null,null,null,null,null,null,null,null,null,"номер слоя, м","Материал слоя","толщина слоя, м","коэффициент теплопроводности λ, Вт/м С","Термическое сопротивление каждого слоя, Rn,(м2 0С)/Вт"]
[null,null,null,null,null,null,null,null,null,1,"Теплоизоляция",{"$f":"IF(J28=Интерфейс!AG18,Интерфейс!AG20/1000,0)","v":0},{"$f":"IF(Главный!$BM$13>0,Главный!$BM$13,0.037)","v":3.6999999999999998E-2},{"$f":"L30/M30","v":0}]
[null,null,null,null,null,null,null,null,null,2,"Фанера",1.4999999999999999E-2,0.18,{"$f":"L31/M31","v":8.3333333333333329E-2}]
[null,null,null,null,null,null,null,null,null,3,"Штукатурка внутри",0.01,0.2,{"$f":"L32/M32","v":4.9999999999999996E-2}]
[null,null,null,null,null,null,null,null,null,4,null,null,null,null,null,null,null,null,null,{"$f":"VLOOKUP(K33,Q17:T20,2,0)","v":{"$error":"#N/A"}},{"$f":"VLOOKUP(K33,Q17:T20,3,0)","v":{"$error":"#N/A"}}]
[null,null,null,null,null,null,null,null,null,5,"Rockwool Фас Батс",{"$f":"Интерфейс!AG22/1000","v":{"$error":"#VALUE!"}},{"$f":"IF(Главный!$BM$15>0,Главный!$BM$15,0.038)","v":3.7999999999999999E-2},{"$f":"L34/M34","v":{"$error":"#VALUE!"}}]
[null,null,null,null,null,null,null,null,null,"Термическое сопротивление ограждающей конструкции,Rк, (м2 0С)/Вт",null,null,null,{"$f":"SUM(N30:N34)","v":{"$error":"#VALUE!"}}]
[null,null,null,null,null,null,null,null,null,"1/αн",null,1,23,{"$f":"L36/M36","v":4.3478260869565216E-2}]
[null,null,null,null,null,null,null,null,null,"1/αв",null,1,8.6999999999999993,{"$f":"L37/M37","v":0.1149425287356322}]
[null,null,null,null,null,null,null,null,null,"Сопротивление теплопередаче Rо, (м2 0С)/Вт ограждающей конструкции с учетом коэффициента неоднородности стен 0,95",null,null,{"$f":"Главный!AX17","v":"выберите"},{"$f":"SUM(N35:N37)*M38","v":{"$error":"#VALUE!"}}]
[null,null,null,null,null,null,null,null,null,"Коэффициент теплопередачи ограждающей конструкции, К, Вт/(м2 0С)",null,null,null,{"$f":"IF(L30=0,0,1/N38)","v":0}]
[]
[]
[]
[null,null,null,null,null,null,null,null,null,{"$f":"Q7","v":"Поризованный камень"}]
[null,null,null,null,null,null,null,null,null,"номер слоя, м","Материал слоя","толщина слоя, м","коэффициент теплопроводности λ, Вт/м С","Термическое сопротивление каждого слоя, Rn,(м2 0С)/Вт"]
[null,null,null,null,null,null,null,null,null,1,"Паризованный кирпич",{"$f":"IF(J43=Интерфейс!AG18,Интерфейс!AG20/1000,0)","v":0},{"$f":"IF(Главный!$BM$13>0,Главный!$BM$13,0.136)","v":0.13600000000000001},{"$f":"L45/M45","v":0}]
[null,null,null,null,null,null,null,null,null,2,"Штукатурка внутри",0.01,0.2,{"$f":"L46/M46","v":4.9999999999999996E-2}]
[null,null,null,null,null,null,null,null,null,3,"Гипсокартон",0.01,0.28000000000000003,{"$f":"L47/M47","v":3.5714285714285712E-2}]
[null,null,null,null,null,null,null,null,null,4,"Rockwool Фас Батс",{"$f":"Интерфейс!AG22/1000","v":{"$error":"#VALUE!"}},{"$f":"IF(Главный!$BM$15>0,Главный!$BM$15,0.038)","v":3.7999999999999999E-2},{"$f":"L48/M48","v":{"$error":"#VALUE!"}}]
[null,null,null,null,null,null,null,null,null,5,null,null,null,null,null,null,null,null,null,{"$f":"VLOOKUP(K49,Q17:T20,2,0)","v":{"$error":"#N/A"}},{"$f":"VLOOKUP(K49,Q17:T20,3,0)","v":{"$error":"#N/A"}}]
[null,null,null,null,null,null,null,null,null,"Термическое сопротивление ограждающей конструкции,Rк, (м2 0С)/Вт",null,null,null,{"$f":"SUM(N45:N49)","v":{"$error":"#VALUE!"}}]
[null,null,null,null,null,null,null,null,null,"1/αн",null,1,23,{"$f":"L51/M51","v":4.3478260869565216E-2}]
[null,null,null,null,null,null,null,null,null,"1/αв",null,1,8.6999999999999993,{"$f":"L52/M52","v":0.1149425287356322}]
[null,null,null,null,null,null,null,null,null,"Сопротивление теплопередаче Rо, (м2 0С)/Вт ограждающей конструкции с учетом коэффициента неоднородности стен 0,95",null,null,{"$f":"Главный!AX17","v":"выберите"},{"$f":"SUM(N50:N52)*M53","v":{"$error":"#VALUE!"}}]
[null,null,null,null,null,null,null,null,null,"Коэффициент теплопередачи ограждающей конструкции, К, Вт/(м2 0С)",null,null,null,{"$f":"IF(L45=0,0,1/N53)","v":0}]
[]
[]
[null,null,null,null,null,null,null,null,null,{"$f":"Q8","v":"Сотовый поликарбонат"}]
[null,null,null,null,null,null,null,null,null,"номер слоя, м","Материал слоя","толщина слоя, м","коэффициент теплопроводности λ, Вт/м С","Термическое сопротивление каждого слоя, Rn,(м2 0С)/Вт"]
[null,null,null,null,null,null,null,null,null,1,"Сотовый поликорбанат",{"$f":"IF(J57=Интерфейс!AG18,Интерфейс!AG20/1000,0)","v":0},{"$f":"IF(Главный!$BM$15>0,Главный!$BM$15,0.21)","v":0.21},{"$f":"L59/M59","v":0}]
[null,null,null,null,null,null,null,null,null,2]
[null,null,null,null,null,null,null,null,null,3,null,null,null,null,null,null,null,null,null,{"$f":"VLOOKUP(K61,Q17:T20,2,0)","v":{"$error":"#N/A"}},{"$f":"VLOOKUP(K61,Q17:T20,3,0)","v":{"$error":"#N/A"}}]
[null,null,null,null,null,null,null,null,null,"Термическое сопротивление ограждающей конструкции,Rк, (м2 0С)/Вт",null,null,null,{"$f":"SUM(N59:N61)","v":0}]
[null,null,null,null,null,null,null,null,null,"1/αн",null,1,23,{"$f":"L63/M63","v":4.3478260869565216E-2}]
[null,null,null,null,null,null,null,null,null,"1/αв",null,1,8.6999999999999993,{"$f":"L64/M64","v":0.1149425287356322}]
[null,null,null,null,null,null,null,null,null,"Сопротивление теплопередаче Rо, (м2 0С)/Вт ограждающей конструкции с учетом коэффициента неоднородности стен ",null,null,{"$f":"Главный!AX17","v":"выберите"},{"$f":"SUM(N62:N64)*M65","v":{"$error":"#VALUE!"}}]
[null,null,null,null,null,null,null,null,null,"Коэффициент теплопередачи ограждающей конструкции, К, Вт/(м2 0С)",null,null,null,{"$f":"IF(L59=0,0,1/N65)","v":0}]
[]
[]
[null,null,null,null,null,null,null,null,null,{"$f":"Q9","v":"Профнастил"}]
[null,null,null,null,null,null,null,null,null,"номер слоя, м","Материал слоя","толщина слоя, м","коэффициент теплопроводности λ, Вт/м С","Термическое сопротивление каждого слоя, Rn,(м2 0С)/Вт"]
[null,null,null,null,null,null,null,null,null,1,"Профнастил стальной",{"$f":"IF(J69=Интерфейс!AG18,Интерфейс!AG20/1000,0)","v":0},{"$f":"IF(Главный!$BM$13>0,Главный!$BM$13,58)","v":58},{"$f":"L71/M71","v":0}]
[null,null,null,null,null,null,null,null,null,2,"Листо ОСП",1.2E-2,0.13,{"$f":"L72/M72","v":9.2307692307692313E-2}]
[null,null,null,null,null,null,null,null,null,3]
[null,null,null,null,null,null,null,null,null,4,null,null,null,null,null,null,null,null,null,{"$f":"VLOOKUP(K74,Q17:T20,2,0)","v":{"$error":"#N/A"}},{"$f":"VLOOKUP(K74,Q17:T20,3,0)","v":{"$error":"#N/A"}}]
[null,null,null,null,null,null,null,null,null,5,"Пенополистирол",{"$f":"Интерфейс!AG22/1000","v":{"$error":"#VALUE!"}},{"$f":"IF(Главный!$BM$15>0,Главный!$BM$15,0.034)","v":3.4000000000000002E-2},{"$f":"L75/M75","v":{"$error":"#VALUE!"}}]
[null,null,null,null,null,null,null,null,null,"Термическое сопротивление ограждающей конструкции,Rк, (м2 0С)/Вт",null,null,null,{"$f":"SUM(N71:N75)","v":{"$error":"#VALUE!"}}]
[null,null,null,null,null,null,null,null,null,"1/αн",null,1,23,{"$f":"L77/M77","v":4.3478260869565216E-2}]
[null,null,null,null,null,null,null,null,null,"1/αв",null,1,8.6999999999999993,{"$f":"L78/M78","v":0.1149425287356322}]
[null,null,null,null,null,null,null,null,null,"Сопротивление теплопередаче Rо, (м2 0С)/Вт ограждающей конструкции с учетом коэффициента неоднородности стен ",null,null,{"$f":"Главный!AX17","v":"выберите"},{"$f":"SUM(N76:N78)*M79","v":{"$error":"#VALUE!"}}]
[null,null,null,null,null,null,null,null,null,"Коэффициент теплопередачи ограждающей конструкции, К, Вт/(м2 0С)",null,null,null,{"$f":"IF(L71=0,0,1/N79)","v":0}]
[]
[]
[null,null,null,null,null,null,null,null,null,"Приведенное сопротивление теплопередаче различных стеклопакетов м²oС/Вт (по ГОСТ 24866-99)"]
[null,null,null,null,null,null,null,null,null,null,null,"Сопротивление теплопередачи м²oС/Вт "]
[null,null,null,null,null,null,null,null,null,null,"Однокамерный стеклопакет (4-24-4)",0.34]
[null,null,null,null,null,null,null,null,null,null,"2-х камерный стеклопакет (4-10-4-10-k4)",0.57999999999999996]
[null,null,null,null,null,null,null,null,null,null,"2-х камерный энергосберегающий (4-10-4-10-i4)",0.77]
[]
[]
[null,null,null,null,null,null,null,null,null,"Окно",0]
[null,null,null,null,null,null,null,null,null,{"$f":"VLOOKUP(Интерфейс!AG27,K85:L87,2,0)","v":{"$error":"#N/A"}},"Сопротивление теплопередаче стеклопакета R м²oС/Вт"]
[null,null,null,null,null,null,null,null,null,{"$f":"1/J91","v":{"$error":"#N/A"}},"К"]
[null,null,null,null,null,null,null,null,null,{"$f":"J92-Федя!M8","v":{"$error":"#N/A"}},"Кок-Кнс"]
[]
[]
[null,null,null,null,null,null,null,null,null,{"$f":"Q10","v":"Спортивный тент"}]
[null,null,null,null,null,null,null,null,null,"номер слоя, м","Материал слоя","толщина слоя, м","коэффициент теплопроводности λ, Вт/м С","Термическое сопротивление каждого слоя, Rn,(м2 0С)/Вт"]
[null,null,null,null,null,null,null,null,null,1,"Спортивный тент",{"$f":"IF(J96=Интерфейс!AG18,Интерфейс!AG20/1000,0)","v":0},{"$f":"IF(Главный!$BM$13>0,Главный!$BM$13,0.16)","v":0.16},{"$f":"L98/M98","v":0}]
[null,null,null,null,null,null,null,null,null,2,{"$f":"K98","v":"Спортивный тент"},{"$f":"L98","v":0},{"$f":"M98","v":0.16},{"$f":"L99/M99","v":0}]
[null,null,null,null,null,null,null,null,null,3,null,null,null,null,null,null,{"$f":"Материалы!C24","v":0},0]
[null,null,null,null,null,null,null,null,null,4,null,null,null,null,null,null,{"$f":"Материалы!D24","v":0},0]
[null,null,null,null,null,null,null,null,null,5,"Изоляции между тентами",{"$f":"Интерфейс!AG22/1000","v":{"$error":"#VALUE!"}},{"$f":"IF(Главный!$BM$15>0,Главный!$BM$15,Z10)","v":{"$error":"#N/A"}},{"$f":"L102/M102","v":{"$error":"#VALUE!"}},null,null,{"$f":"Материалы!E24","v":0},0]
[null,null,null,null,null,null,null,null,null,"Термическое сопротивление ограждающей конструкции,Rк, (м2 0С)/Вт",null,null,null,{"$f":"SUM(N98:N102)","v":{"$error":"#VALUE!"}},null,null,{"$f":"Материалы!F24","v":0},0]
[null,null,null,null,null,null,null,null,null,"1/αн",null,1,23,{"$f":"L104/M104","v":4.3478260869565216E-2},null,null,{"$f":"Материалы!G24","v":0},1]
[null,null,null,null,null,null,null,null,null,"1/αв",null,1,8.6999999999999993,{"$f":"L105/M105","v":0.1149425287356322},null,null,{"$f":"Материалы!H24","v":0},1]
[null,null,null,null,null,null,null,null,null,"Сопротивление теплопередаче Rо, (м2 0С)/Вт ограждающей конструкции с учетом коэффициента неоднородности стен ",null,null,{"$f":"Главный!AX17","v":"выберите"},{"$f":"IF(R107=1,((N103+N104+N105)*M106)*N109,(N103+N104+N105)*M106)","v":{"$error":"#VALUE!"}}]
[null,null,null,null,null,null,null,null,null,"Коэффициент теплопередачи ограждающей конструкции, К, Вт/(м2 0С)",null,null,null,{"$f":"IF(L98=0,0,1/N106)","v":0},null,null,"Подбор",{"$f":"IF(Главный!AX15<800,0,1)","v":1}]
[]
[null,null,null,null,null,null,null,null,null,null,null,null,"Понижающий коэффициент",1.125E-2]

{"sheet":"HC20-3S","index":9,"n_rows":33,"n_cols":29,"rows_kept":33,"cut":false,"hidden":true,"merged":[[1,3,1,6],[6,3,6,6],[17,2,18,2],[9,3,9,6],[10,3,10,6],[11,3,11,6],[12,3,12,6],[13,3,13,6],[7,3,7,6],[8,3,8,6],[5,3,5,6],[2,3,2,6],[3,3,3,6],[16,3,16,6]]}
[]
[null,null,"Модель REVENTON","Название",null,null,null,"Артикул","Кол-во","Розница","Итого",null,null,null,null,null,null,null,null,null,null,null,null,null,"артикул производителя","наименование","размер","розница"]
[null,null,{"$f":"Главный!CE53","v":"HC20-3S"},{"$f":"VLOOKUP(C3,$X$3:$AB$23,3,0)","v":"Водяной тепловентилятор HC20-3S 22кВт"},null,null,null,{"$f":"VLOOKUP(C3,$X$3:$AB$23,2,0)","v":"WHHC20-3S-1759"},{"$f":"Главный!CU53","v":0},{"$f":"VLOOKUP(C3,$X$3:$AB$34,5,0)","v":21391.762847276248},{"$f":"I3*J3","v":0},null,null,null,null,null,null,null,null,null,null,null,null,"HC20-3S","WHHC20-3S-1759","Водяной тепловентилятор HC20-3S 22кВт","22 кВт 230В",{"$f":"Матрица!H292","v":21391.762847276248}]
[null,null,"RHHC2030",{"$f":"VLOOKUP(C4,$X$3:$AB$23,3,0)","v":"Поворотный кронштейн HC20-45"},null,null,null,{"$f":"VLOOKUP(C4,$X$3:$AB$23,2,0)","v":"RHHC2030-1518"},{"$f":"I3","v":0},{"$f":"VLOOKUP(C4,$X$3:$AB$34,5,0)","v":1121.7767000000001},{"$f":"I4*J4","v":0},null,null,null,null,null,null,null,null,null,null,null,null,"HC30-3S","WHHC30-3S-1760","Водяной тепловентилятор HC30-3S 26кВт","26 кВт 230В",{"$f":"Матрица!H293","v":23673.550884319051}]
[]
[null,null,"Дополнительное оборудование","Название",null,null,null,"Артикул","Кол-во","Розница","Итого",null,null,null,null,null,null,null,null,null,null,null,null,"RHHCF-1528","RHHCF-1528","Поворотный кронштейн Farmer",null,1304.6750750000001]
[null,null,"HC3S1779",{"$f":"VLOOKUP(C7,$X$3:$AB$23,3,0)","v":"3-х ступенчатый регулятор скорости с комнатным термостатом HC3S"},null,null,null,{"$f":"VLOOKUP(C7,$X$3:$AB$23,2,0)","v":"RTHC3S-1779"},1,{"$f":"VLOOKUP(C7,$X$3:$AB$34,5,0)","v":2389.8721},2389.8721,null,null,null,null,null,null,null,null,null,null,null,null,"HC35-3S","WHHC35-3S-1761","Водяной тепловентилятор HC35-3S 34кВт","34 кВт 230В",{"$f":"Матрица!H294","v":28427.275961491552}]
[null,null,"LP5244",{"$f":"VLOOKUP(C8,$X$3:$AB$23,3,0)","v":"Механический термостат"},null,null,null,{"$f":"VLOOKUP(C8,$X$3:$AB$23,2,0)","v":"Caem LP5244"},1,2059.54655,2059.54655,null,null,null,null,null,null,null,null,null,null,null,null,"HC45-3S","WHHC45-3S-1762","Водяной тепловентилятор HC45-3S 43кВт","43 кВт 230В",{"$f":"Матрица!H295","v":30328.765992360553}]
[null,null,"FS3HC1521","Регулятор скорости HC 3,0A",null,null,null,"FS3HC-1521",1,6096.6124999999993,6096.6124999999993,null,null,null,null,null,null,null,null,null,null,null,null,"HC50-3S","WHHC50-3S-1763","Водяной тепловентилятор HC50-3S 47кВт","47 кВт 230В",{"$f":"Матрица!H296","v":32800.703032490252}]
[null,null,"FS5HC1607","Регулятор скорости HC 5,0A",null,null,null,"FS5HC-1607",1,12834.588634999998,12834.588634999998,null,null,null,null,null,null,null,null,null,null,null,null,"HC70-3S","WHHC70-3S-1764","Водяной тепловентилятор HC70-3S 69кВт","69 кВт 230В",{"$f":"Матрица!H297","v":36033.236084967546}]
[null,null,"PRTHC1522","Программируемый термостат HC",null,null,null,"PRTHC-1522",1,4133.5595814301314,4133.5595814301314,null,null,null,null,null,null,null,null,null,null,null,null,"HCF IP54","WHHCF47-3S-1765","Водяной тепловентилятор Farmer HCF IP54-3S 47кВт","47 кВт 230В",{"$f":"Матрица!H299","v":52195.901347354033}]
[null,null,"RTHC1523","Термостат комнатный HC",null,null,null,"RTHC-1523",1,1120.9657387218997,1120.9657387218997,null,null,null,null,null,null,null,null,null,null,null,null,"HCF IP65","WHHCF53-1527","Водяной тепловентилятор Farmer HCF IP65 53кВт","53 кВт 230В",{"$f":"Матрица!H298","v":68929.013619001256}]
[null,null,"VAHC1524","Клапан с сервоприводом HC 3/4''",null,null,null,"VAHC-1524",1,4659.0312725000003,4659.0312725000003,null,null,null,null,null,null,null,null,null,null,null,null,"RHHC2030","RHHC2030-1518","Поворотный кронштейн HC20-45",null,1121.7767000000001]
[null,null,"RM16A1786","Модуль реле RM-16A",null,null,null,"RM16A-1786",1,2802.4143468047569,2802.4143468047569,null,null,null,null,null,null,null,null,null,null,null,null,"HC3S1779","RTHC3S-1779","3-х ступенчатый регулятор скорости с комнатным термостатом HC3S",null,2389.8721]
[null,null,null,null,null,null,null,null,null,null,null,null,null,null,null,null,null,null,null,null,null,null,null,"LP5244","Caem LP5244","Механический термостат",null,2059.54655]
[null,null,null,null,null,null,null,null,null,null,null,null,null,null,null,null,null,null,null,null,null,null,null,"FS3HC1521","FS3HC-1521","Регулятор скорости HC 3,0A","3,0A",6096.6124999999993]
[null,null,null,"Регуляторы скорости, совместимость оборудования",null,null,null,null,null,null,null,null,null,null,null,null,null,null,null,null,null,null,null,"RHHC5070","RHHC5070-1518","Поворотный кронштейн HC50-70",null,1304.6750750000001]
[null,null,{"$f":"C2","v":"Модель REVENTON"},{"$f":"Y24","v":"HC 3S"},{"$f":"AA24","v":"HC 3A"},"HC 5A","RM 16A",null,null,null,null,null,null,null,null,null,null,null,null,null,null,null,null,"FS5HC1607","FS5HC-1607","Регулятор скорости HC 5,0A","5,0A",12834.588634999998]
[null,null,null,{"$f":"Y25","v":"HC3S1779"},"FS3HC1521","FS5HC1607","RM16A1786",null,null,null,null,null,null,null,null,null,null,null,null,null,null,null,null,"PRTHC1522","PRTHC-1522","Программируемый термостат HC",null,4133.5595814301314]
[null,null,{"$f":"C3","v":"HC20-3S"},{"$f":"VLOOKUP($C$20,$X$24:$AC$33,2,0)","v":3},{"$f":"VLOOKUP($C$20,$X$24:$AC$33,4,0)","v":3},{"$f":"VLOOKUP($C$20,$X$24:$AC$33,5,0)","v":5},{"$f":"VLOOKUP($C$20,$X$24:$AC$33,6,0)","v":19},null,null,null,null,null,null,null,null,null,null,null,null,null,null,null,null,"RTHC1523","RTHC-1523","Термостат комнатный HC",null,1120.9657387218997]
[null,null,null,null,null,null,null,null,null,null,null,null,null,null,null,null,null,null,null,null,null,null,null,"VAHC1524","VAHC-1524","Клапан с сервоприводом HC 3/4''",null,4659.0312725000003]
[null,null,null,null,null,null,null,null,null,null,null,null,null,null,null,null,null,null,null,null,null,null,null,"RM16A1786","RM16A-1786","Модуль реле RM-16A",null,2802.4143468047569]
[]
[null,null,null,null,null,null,null,null,null,null,null,null,null,null,null,null,null,null,null,null,null,null,null,null,"HC 3S","Caem LP5244","HC 3A","HC 5A","RM 16A"]
[null,null,null,null,null,null,null,null,null,null,null,null,null,null,null,null,null,null,null,null,null,null,null,null,{"$f":"C7","v":"HC3S1779"},{"$f":"C8","v":"LP5244"},{"$f":"C9","v":"FS3HC1521"},{"$f":"C10","v":"FS5HC1607"},{"$f":"C14","v":"RM16A1786"}]
[null,null,null,null,null,null,null,null,null,null,null,null,null,null,null,null,null,null,null,null,null,null,null,{"$f":"Матрица!A292","v":"HC20-3S"},3,1,3,5,19]
[null,null,null,null,null,null,null,null,null,null,null,null,null,null,null,null,null,null,null,null,null,null,null,{"$f":"Матрица!A293","v":"HC30-3S"},3,1,3,5,19]
[null,null,null,null,null,null,null,null,null,null,null,null,null,null,null,null,null,null,null,null,null,null,null,{"$f":"Матрица!A294","v":"HC35-3S"},3,1,3,5,19]
[null,null,null,null,null,null,null,null,null,null,null,null,null,null,null,null,null,null,null,null,null,null,null,{"$f":"Матрица!A295","v":"HC45-3S"},3,1,2,5,19]
[null,null,null,null,null,null,null,null,null,null,null,null,null,null,null,null,null,null,null,null,null,null,null,{"$f":"Матрица!A296","v":"HC50-3S"},2,1,2,4,14]
[null,null,null,null,null,null,null,null,null,null,null,null,null,null,null,null,null,null,null,null,null,null,null,{"$f":"Матрица!A297","v":"HC70-3S"},2,1,2,4,14]
[null,null,null,null,null,null,null,null,null,null,null,null,null,null,null,null,null,null,null,null,null,null,null,{"$f":"Матрица!A298","v":"HCF IP65"},2,1,2,4,14]
[null,null,null,null,null,null,null,null,null,null,null,null,null,null,null,null,null,null,null,null,null,null,null,{"$f":"Матрица!A299","v":"HCF IP54"},1,1,1,2,7]

{"sheet":"HC30-3S","index":10,"n_rows":33,"n_cols":29,"rows_kept":33,"cut":false,"hidden":true,"merged":[[7,3,7,6],[1,3,1,6],[2,3,2,6],[3,3,3,6],[5,3,5,6],[6,3,6,6],[17,2,18,2],[8,3,8,6],[9,3,9,6],[10,3,10,6],[11,3,11,6],[12,3,12,6],[13,3,13,6],[16,3,16,6]]}
[]
[null,null,"Модель REVENTON","Название",null,null,null,"Артикул","Кол-во","Розница","Итого",null,null,null,null,null,null,null,null,null,null,null,null,null,"артикул производителя","наименование","размер","розница"]
[null,null,{"$f":"Главный!CE55","v":"HC30-3S"},{"$f":"VLOOKUP(C3,$X$3:$AB$23,3,0)","v":"Водяной тепловентилятор HC30-3S 26кВт"},null,null,null,{"$f":"VLOOKUP(C3,$X$3:$AB$23,2,0)","v":"WHHC30-3S-1760"},{"$f":"Главный!CU55","v":0},{"$f":"VLOOKUP(C3,$X$3:$AB$34,5,0)","v":23673.550884319051},{"$f":"I3*J3","v":0},null,null,null,null,null,null,null,null,null,null,null,null,"HC20-3S","WHHC20-3S-1759","Водяной тепловентилятор HC20-3S 22кВт","22 кВт 230В",{"$f":"Матрица!H292","v":21391.762847276248}]
[null,null,"RHHC2030",{"$f":"VLOOKUP(C4,$X$3:$AB$23,3,0)","v":"Поворотный кронштейн HC20-45"},null,null,null,{"$f":"VLOOKUP(C4,$X$3:$AB$23,2,0)","v":"RHHC2030-1518"},{"$f":"I3","v":0},{"$f":"VLOOKUP(C4,$X$3:$AB$34,5,0)","v":1121.7767000000001},{"$f":"I4*J4","v":0},null,null,null,null,null,null,null,null,null,null,null,null,"HC30-3S","WHHC30-3S-1760","Водяной тепловентилятор HC30-3S 26кВт","26 кВт 230В",{"$f":"Матрица!H293","v":23673.550884319051}]
[]
[null,null,"Дополнительное оборудование","Название",null,null,null,"Артикул","Кол-во","Розница","Итого",null,null,null,null,null,null,null,null,null,null,null,null,"RHHCF-1528","RHHCF-1528","Поворотный кронштейн Farmer",null,1304.6750750000001]
[null,null,"HC3S1779",{"$f":"VLOOKUP(C7,$X$3:$AB$23,3,0)","v":"3-х ступенчатый регулятор скорости с комнатным термостатом HC3S"},null,null,null,{"$f":"VLOOKUP(C7,$X$3:$AB$23,2,0)","v":"RTHC3S-1779"},1,{"$f":"VLOOKUP(C7,$X$3:$AB$34,5,0)","v":2389.8721},2389.8721,null,null,null,null,null,null,null,null,null,null,null,null,"HC35-3S","WHHC35-3S-1761","Водяной тепловентилятор HC35-3S 34кВт","34 кВт 230В",{"$f":"Матрица!H294","v":28427.275961491552}]
[null,null,"LP5244",{"$f":"VLOOKUP(C8,$X$3:$AB$23,3,0)","v":"Механический термостат"},null,null,null,{"$f":"VLOOKUP(C8,$X$3:$AB$23,2,0)","v":"Caem LP5244"},1,2059.54655,2059.54655,null,null,null,null,null,null,null,null,null,null,null,null,"HC45-3S","WHHC45-3S-1762","Водяной тепловентилятор HC45-3S 43кВт","43 кВт 230В",{"$f":"Матрица!H295","v":30328.765992360553}]
[null,null,"FS3HC1521","Регулятор скорости HC 3,0A",null,null,null,"FS3HC-1521",1,6096.6124999999993,6096.6124999999993,null,null,null,null,null,null,null,null,null,null,null,null,"HC50-3S","WHHC50-3S-1763","Водяной тепловентилятор HC50-3S 47кВт","47 кВт 230В",{"$f":"Матрица!H296","v":32800.703032490252}]
[null,null,"FS5HC1607","Регулятор скорости HC 5,0A",null,null,null,"FS5HC-1607",1,12834.588634999998,12834.588634999998,null,null,null,null,null,null,null,null,null,null,null,null,"HC70-3S","WHHC70-3S-1764","Водяной тепловентилятор HC70-3S 69кВт","69 кВт 230В",{"$f":"Матрица!H297","v":36033.236084967546}]
[null,null,"PRTHC1522","Программируемый термостат HC",null,null,null,"PRTHC-1522",1,4133.5595814301314,4133.5595814301314,null,null,null,null,null,null,null,null,null,null,null,null,"HCF IP54","WHHCF47-3S-1765","Водяной тепловентилятор Farmer HCF IP54-3S 47кВт","47 кВт 230В",{"$f":"Матрица!H299","v":52195.901347354033}]
[null,null,"RTHC1523","Термостат комнатный HC",null,null,null,"RTHC-1523",1,1120.9657387218997,1120.9657387218997,null,null,null,null,null,null,null,null,null,null,null,null,"HCF IP65","WHHCF53-1527","Водяной тепловентилятор Farmer HCF IP65 53кВт","53 кВт 230В",{"$f":"Матрица!H298","v":68929.013619001256}]
[null,null,"VAHC1524","Клапан с сервоприводом HC 3/4''",null,null,null,"VAHC-1524",1,4659.0312725000003,4659.0312725000003,null,null,null,null,null,null,null,null,null,null,null,null,"RHHC2030","RHHC2030-1518","Поворотный кронштейн HC20-45",null,1121.7767000000001]
[null,null,"RM16A1786","Модуль реле RM-16A",null,null,null,"RM16A-1786",1,2802.4143468047569,2802.4143468047569,null,null,null,null,null,null,null,null,null,null,null,null,"HC3S1779","RTHC3S-1779","3-х ступенчатый регулятор скорости с комнатным термостатом HC3S",null,2389.8721]
[null,null,null,null,null,null,null,null,null,null,null,null,null,null,null,null,null,null,null,null,null,null,null,"LP5244","Caem LP5244","Механический термостат",null,2059.54655]
[null,null,null,null,null,null,null,null,null,null,null,null,null,null,null,null,null,null,null,null,null,null,null,"FS3HC1521","FS3HC-1521","Регулятор скорости HC 3,0A","3,0A",6096.6124999999993]
[null,null,null,"Регуляторы скорости, совместимость оборудования",null,null,null,null,null,null,null,null,null,null,null,null,null,null,null,null,null,null,null,"RHHC5070","RHHC5070-1518","Поворотный кронштейн HC50-70",null,1304.6750750000001]
[null,null,{"$f":"C2","v":"Модель REVENTON"},{"$f":"Y24","v":"HC 3S"},{"$f":"AA24","v":"HC 3A"},"HC 5A","RM 16A",null,null,null,null,null,null,null,null,null,null,null,null,null,null,null,null,"FS5HC1607","FS5HC-1607","Регулятор скорости HC 5,0A","5,0A",12834.588634999998]
[null,null,null,{"$f":"Y25","v":"HC3S1779"},"FS3HC1521","FS5HC1607","RM16A1786",null,null,null,null,null,null,null,null,null,null,null,null,null,null,null,null,"PRTHC1522","PRTHC-1522","Программируемый термостат HC",null,4133.5595814301314]
[null,null,{"$f":"C3","v":"HC30-3S"},{"$f":"VLOOKUP($C$20,$X$24:$AC$33,2,0)","v":3},{"$f":"VLOOKUP($C$20,$X$24:$AC$33,4,0)","v":3},{"$f":"VLOOKUP($C$20,$X$24:$AC$33,5,0)","v":5},{"$f":"VLOOKUP($C$20,$X$24:$AC$33,6,0)","v":19},null,null,null,null,null,null,null,null,null,null,null,null,null,null,null,null,"RTHC1523","RTHC-1523","Термостат комнатный HC",null,1120.9657387218997]
[null,null,null,null,null,null,null,null,null,null,null,null,null,null,null,null,null,null,null,null,null,null,null,"VAHC1524","VAHC-1524","Клапан с сервоприводом HC 3/4''",null,4659.0312725000003]
[null,null,null,null,null,null,null,null,null,null,null,null,null,null,null,null,null,null,null,null,null,null,null,"RM16A1786","RM16A-1786","Модуль реле RM-16A",null,2802.4143468047569]
[]
[null,null,null,null,null,null,null,null,null,null,null,null,null,null,null,null,null,null,null,null,null,null,null,null,"HC 3S","Caem LP5244","HC 3A","HC 5A","RM 16A"]
[null,null,null,null,null,null,null,null,null,null,null,null,null,null,null,null,null,null,null,null,null,null,null,null,{"$f":"C7","v":"HC3S1779"},{"$f":"C8","v":"LP5244"},{"$f":"C9","v":"FS3HC1521"},{"$f":"C10","v":"FS5HC1607"},{"$f":"C14","v":"RM16A1786"}]
[null,null,null,null,null,null,null,null,null,null,null,null,null,null,null,null,null,null,null,null,null,null,null,{"$f":"Матрица!A292","v":"HC20-3S"},3,1,3,5,19]
[null,null,null,null,null,null,null,null,null,null,null,null,null,null,null,null,null,null,null,null,null,null,null,{"$f":"Матрица!A293","v":"HC30-3S"},3,1,3,5,19]
[null,null,null,null,null,null,null,null,null,null,null,null,null,null,null,null,null,null,null,null,null,null,null,{"$f":"Матрица!A294","v":"HC35-3S"},3,1,3,5,19]
[null,null,null,null,null,null,null,null,null,null,null,null,null,null,null,null,null,null,null,null,null,null,null,{"$f":"Матрица!A295","v":"HC45-3S"},3,1,2,5,19]
[null,null,null,null,null,null,null,null,null,null,null,null,null,null,null,null,null,null,null,null,null,null,null,{"$f":"Матрица!A296","v":"HC50-3S"},2,1,2,4,14]
[null,null,null,null,null,null,null,null,null,null,null,null,null,null,null,null,null,null,null,null,null,null,null,{"$f":"Матрица!A297","v":"HC70-3S"},2,1,2,4,14]
[null,null,null,null,null,null,null,null,null,null,null,null,null,null,null,null,null,null,null,null,null,null,null,{"$f":"Матрица!A298","v":"HCF IP65"},2,1,2,4,14]
[null,null,null,null,null,null,null,null,null,null,null,null,null,null,null,null,null,null,null,null,null,null,null,{"$f":"Матрица!A299","v":"HCF IP54"},1,1,1,2,7]

{"sheet":"HC35-3S","index":11,"n_rows":33,"n_cols":29,"rows_kept":33,"cut":false,"hidden":true,"merged":[[7,3,7,6],[1,3,1,6],[2,3,2,6],[3,3,3,6],[5,3,5,6],[6,3,6,6],[17,2,18,2],[8,3,8,6],[9,3,9,6],[10,3,10,6],[11,3,11,6],[12,3,12,6],[13,3,13,6],[16,3,16,6]]}
[]
[null,null,"Модель REVENTON","Название",null,null,null,"Артикул","Кол-во","Розница","Итого",null,null,null,null,null,null,null,null,null,null,null,null,null,"артикул производителя","наименование","размер","розница"]
[null,null,{"$f":"Главный!CE57","v":"HC35-3S"},{"$f":"VLOOKUP(C3,$X$3:$AB$23,3,0)","v":"Водяной тепловентилятор HC35-3S 34кВт"},null,null,null,{"$f":"VLOOKUP(C3,$X$3:$AB$23,2,0)","v":"WHHC35-3S-1761"},{"$f":"Главный!CU57","v":0},{"$f":"VLOOKUP(C3,$X$3:$AB$34,5,0)","v":28427.275961491552},{"$f":"I3*J3","v":0},null,null,null,null,null,null,null,null,null,null,null,null,"HC20-3S","WHHC20-3S-1759","Водяной тепловентилятор HC20-3S 22кВт","22 кВт 230В",{"$f":"Матрица!H292","v":21391.762847276248}]
[null,null,"RHHC2030",{"$f":"VLOOKUP(C4,$X$3:$AB$23,3,0)","v":"Поворотный кронштейн HC20-45"},null,null,null,{"$f":"VLOOKUP(C4,$X$3:$AB$23,2,0)","v":"RHHC2030-1518"},{"$f":"I3","v":0},{"$f":"VLOOKUP(C4,$X$3:$AB$34,5,0)","v":1121.7767000000001},{"$f":"I4*J4","v":0},null,null,null,null,null,null,null,null,null,null,null,null,"HC30-3S","WHHC30-3S-1760","Водяной тепловентилятор HC30-3S 26кВт","26 кВт 230В",{"$f":"Матрица!H293","v":23673.550884319051}]
[]
[null,null,"Дополнительное оборудование","Название",null,null,null,"Артикул","Кол-во","Розница","Итого",null,null,null,null,null,null,null,null,null,null,null,null,"RHHCF-1528","RHHCF-1528","Поворотный кронштейн Farmer",null,1304.6750750000001]
[null,null,"HC3S1779",{"$f":"VLOOKUP(C7,$X$3:$AB$23,3,0)","v":"3-х ступенчатый регулятор скорости с комнатным термостатом HC3S"},null,null,null,{"$f":"VLOOKUP(C7,$X$3:$AB$23,2,0)","v":"RTHC3S-1779"},1,{"$f":"VLOOKUP(C7,$X$3:$AB$34,5,0)","v":2389.8721},2389.8721,null,null,null,null,null,null,null,null,null,null,null,null,"HC35-3S","WHHC35-3S-1761","Водяной тепловентилятор HC35-3S 34кВт","34 кВт 230В",{"$f":"Матрица!H294","v":28427.275961491552}]
[null,null,"FSHC1520",{"$f":"VLOOKUP(C8,$X$3:$AB$23,3,0)","v":"Регулятор скорости HC 1,2A"},null,null,null,{"$f":"VLOOKUP(C8,$X$3:$AB$23,2,0)","v":"FSHC-1520"},1,2059.54655,2059.54655,null,null,null,null,null,null,null,null,null,null,null,null,"HC45-3S","WHHC45-3S-1762","Водяной тепловентилятор HC45-3S 43кВт","43 кВт 230В",{"$f":"Матрица!H295","v":30328.765992360553}]
[null,null,"FS3HC1521","Регулятор скорости HC 3,0A",null,null,null,"FS3HC-1521",1,6096.6124999999993,6096.6124999999993,null,null,null,null,null,null,null,null,null,null,null,null,"HC50-3S","WHHC50-3S-1763","Водяной тепловентилятор HC50-3S 47кВт","47 кВт 230В",{"$f":"Матрица!H296","v":32800.703032490252}]
[null,null,"FS5HC1607","Регулятор скорости HC 5,0A",null,null,null,"FS5HC-1607",1,12834.588634999998,12834.588634999998,null,null,null,null,null,null,null,null,null,null,null,null,"HC70-3S","WHHC70-3S-1764","Водяной тепловентилятор HC70-3S 69кВт","69 кВт 230В",{"$f":"Матрица!H297","v":36033.236084967546}]
[null,null,"PRTHC1522","Программируемый термостат HC",null,null,null,"PRTHC-1522",1,4133.5595814301314,4133.5595814301314,null,null,null,null,null,null,null,null,null,null,null,null,"HCF IP54","WHHCF47-3S-1765","Водяной тепловентилятор Farmer HCF IP54-3S 47кВт","47 кВт 230В",{"$f":"Матрица!H299","v":52195.901347354033}]
[null,null,"RTHC1523","Термостат комнатный HC",null,null,null,"RTHC-1523",1,1120.9657387218997,1120.9657387218997,null,null,null,null,null,null,null,null,null,null,null,null,"HCF IP65","WHHCF53-1527","Водяной тепловентилятор Farmer HCF IP65 53кВт","53 кВт 230В",{"$f":"Матрица!H298","v":68929.013619001256}]
[null,null,"VAHC1524","Клапан с сервоприводом HC 3/4''",null,null,null,"VAHC-1524",1,4659.0312725000003,4659.0312725000003,null,null,null,null,null,null,null,null,null,null,null,null,"RHHC2030","RHHC2030-1518","Поворотный кронштейн HC20-45",null,1121.7767000000001]
[null,null,"RM16A1786","Модуль реле RM-16A",null,null,null,"RM16A-1786",1,2802.4143468047569,2802.4143468047569,null,null,null,null,null,null,null,null,null,null,null,null,"HC3S1779","RTHC3S-1779","3-х ступенчатый регулятор скорости с комнатным термостатом HC3S",null,2389.8721]
[null,null,null,null,null,null,null,null,null,null,null,null,null,null,null,null,null,null,null,null,null,null,null,"FSHC1520","FSHC-1520","Регулятор скорости HC 1,2A","1,2A",2059.54655]
[null,null,null,null,null,null,null,null,null,null,null,null,null,null,null,null,null,null,null,null,null,null,null,"FS3HC1521","FS3HC-1521","Регулятор скорости HC 3,0A","3,0A",6096.6124999999993]
[null,null,null,"Регуляторы скорости, совместимость оборудования",null,null,null,null,null,null,null,null,null,null,null,null,null,null,null,null,null,null,null,"RHHC5070","RHHC5070-1518","Поворотный кронштейн HC50-70",null,1304.6750750000001]
[null,null,{"$f":"C2","v":"Модель REVENTON"},{"$f":"Y24","v":"HC 3S"},{"$f":"AA24","v":"HC 3A"},"HC 5A","RM 16A",null,null,null,null,null,null,null,null,null,null,null,null,null,null,null,null,"FS5HC1607","FS5HC-1607","Регулятор скорости HC 5,0A","5,0A",12834.588634999998]
[null,null,null,{"$f":"Y25","v":"HC3S1779"},"FS3HC1521","FS5HC1607","RM16A1786",null,null,null,null,null,null,null,null,null,null,null,null,null,null,null,null,"PRTHC1522","PRTHC-1522","Программируемый термостат HC",null,4133.5595814301314]
[null,null,{"$f":"C3","v":"HC35-3S"},{"$f":"VLOOKUP($C$20,$X$24:$AC$33,2,0)","v":3},{"$f":"VLOOKUP($C$20,$X$24:$AC$33,4,0)","v":3},{"$f":"VLOOKUP($C$20,$X$24:$AC$33,5,0)","v":5},{"$f":"VLOOKUP($C$20,$X$24:$AC$33,6,0)","v":19},null,null,null,null,null,null,null,null,null,null,null,null,null,null,null,null,"RTHC1523","RTHC-1523","Термостат комнатный HC",null,1120.9657387218997]
[null,null,null,null,null,null,null,null,null,null,null,null,null,null,null,null,null,null,null,null,null,null,null,"VAHC1524","VAHC-1524","Клапан с сервоприводом HC 3/4''",null,4659.0312725000003]
[null,null,null,null,null,null,null,null,null,null,null,null,null,null,null,null,null,null,null,null,null,null,null,"RM16A1786","RM16A-1786","Модуль реле RM-16A",null,2802.4143468047569]
[]
[null,null,null,null,null,null,null,null,null,null,null,null,null,null,null,null,null,null,null,null,null,null,null,null,"HC 3S","HC 1,2A","HC 3A","HC 5A","RM 16A"]
[null,null,null,null,null,null,null,null,null,null,null,null,null,null,null,null,null,null,null,null,null,null,null,null,{"$f":"C7","v":"HC3S1779"},{"$f":"C8","v":"FSHC1520"},{"$f":"C9","v":"FS3HC1521"},{"$f":"C10","v":"FS5HC1607"},{"$f":"C14","v":"RM16A1786"}]
[null,null,null,null,null,null,null,null,null,null,null,null,null,null,null,null,null,null,null,null,null,null,null,{"$f":"Матрица!A292","v":"HC20-3S"},3,1,3,5,19]
[null,null,null,null,null,null,null,null,null,null,null,null,null,null,null,null,null,null,null,null,null,null,null,{"$f":"Матрица!A293","v":"HC30-3S"},3,1,3,5,19]
[null,null,null,null,null,null,null,null,null,null,null,null,null,null,null,null,null,null,null,null,null,null,null,{"$f":"Матрица!A294","v":"HC35-3S"},3,1,3,5,19]
[null,null,null,null,null,null,null,null,null,null,null,null,null,null,null,null,null,null,null,null,null,null,null,{"$f":"Матрица!A295","v":"HC45-3S"},3,1,2,5,19]
[null,null,null,null,null,null,null,null,null,null,null,null,null,null,null,null,null,null,null,null,null,null,null,{"$f":"Матрица!A296","v":"HC50-3S"},2,1,2,4,14]
[null,null,null,null,null,null,null,null,null,null,null,null,null,null,null,null,null,null,null,null,null,null,null,{"$f":"Матрица!A297","v":"HC70-3S"},2,1,2,4,14]
[null,null,null,null,null,null,null,null,null,null,null,null,null,null,null,null,null,null,null,null,null,null,null,{"$f":"Матрица!A298","v":"HCF IP65"},2,1,2,4,14]
[null,null,null,null,null,null,null,null,null,null,null,null,null,null,null,null,null,null,null,null,null,null,null,{"$f":"Матрица!A299","v":"HCF IP54"},1,1,1,2,7]

{"sheet":"HC45-3S","index":12,"n_rows":33,"n_cols":29,"rows_kept":33,"cut":false,"hidden":true,"merged":[[7,3,7,6],[1,3,1,6],[2,3,2,6],[3,3,3,6],[5,3,5,6],[6,3,6,6],[17,2,18,2],[8,3,8,6],[9,3,9,6],[10,3,10,6],[11,3,11,6],[12,3,12,6],[13,3,13,6],[16,3,16,6]]}
[]
[null,null,"Модель REVENTON","Название",null,null,null,"Артикул","Кол-во","Розница","Итого",null,null,null,null,null,null,null,null,null,null,null,null,null,"артикул производителя","наименование","размер","розница"]
[null,null,{"$f":"Главный!CE59","v":"HC45-3S"},{"$f":"VLOOKUP(C3,$X$3:$AB$23,3,0)","v":"Водяной тепловентилятор HC45-3S 43кВт"},null,null,null,{"$f":"VLOOKUP(C3,$X$3:$AB$23,2,0)","v":"WHHC45-3S-1762"},{"$f":"Главный!CU59","v":0},{"$f":"VLOOKUP(C3,$X$3:$AB$34,5,0)","v":30328.765992360553},{"$f":"I3*J3","v":0},null,null,null,null,null,null,null,null,null,null,null,null,"HC20-3S","WHHC20-3S-1759","Водяной тепловентилятор HC20-3S 22кВт","22 кВт 230В",{"$f":"Матрица!H292","v":21391.762847276248}]
[null,null,"RHHC2030",{"$f":"VLOOKUP(C4,$X$3:$AB$23,3,0)","v":"Поворотный кронштейн HC20-45"},null,null,null,{"$f":"VLOOKUP(C4,$X$3:$AB$23,2,0)","v":"RHHC2030-1518"},{"$f":"I3","v":0},{"$f":"VLOOKUP(C4,$X$3:$AB$34,5,0)","v":1121.7767000000001},{"$f":"I4*J4","v":0},null,null,null,null,null,null,null,null,null,null,null,null,"HC30-3S","WHHC30-3S-1760","Водяной тепловентилятор HC30-3S 26кВт","26 кВт 230В",{"$f":"Матрица!H293","v":23673.550884319051}]
[]
[null,null,"Дополнительное оборудование","Название",null,null,null,"Артикул","Кол-во","Розница","Итого",null,null,null,null,null,null,null,null,null,null,null,null,"RHHCF-1528","RHHCF-1528","Поворотный кронштейн Farmer",null,1304.6750750000001]
[null,null,"HC3S1779",{"$f":"VLOOKUP(C7,$X$3:$AB$23,3,0)","v":"3-х ступенчатый регулятор скорости с комнатным термостатом HC3S"},null,null,null,{"$f":"VLOOKUP(C7,$X$3:$AB$23,2,0)","v":"RTHC3S-1779"},1,{"$f":"VLOOKUP(C7,$X$3:$AB$34,5,0)","v":2389.8721},2389.8721,null,null,null,null,null,null,null,null,null,null,null,null,"HC35-3S","WHHC35-3S-1761","Водяной тепловентилятор HC35-3S 34кВт","34 кВт 230В",{"$f":"Матрица!H294","v":28427.275961491552}]
[null,null,"FSHC1520",{"$f":"VLOOKUP(C8,$X$3:$AB$23,3,0)","v":"Регулятор скорости HC 1,2A"},null,null,null,{"$f":"VLOOKUP(C8,$X$3:$AB$23,2,0)","v":"FSHC-1520"},1,2059.54655,2059.54655,null,null,null,null,null,null,null,null,null,null,null,null,"HC45-3S","WHHC45-3S-1762","Водяной тепловентилятор HC45-3S 43кВт","43 кВт 230В",{"$f":"Матрица!H295","v":30328.765992360553}]
[null,null,"FS3HC1521","Регулятор скорости HC 3,0A",null,null,null,"FS3HC-1521",1,6096.6124999999993,6096.6124999999993,null,null,null,null,null,null,null,null,null,null,null,null,"HC50-3S","WHHC50-3S-1763","Водяной тепловентилятор HC50-3S 47кВт","47 кВт 230В",{"$f":"Матрица!H296","v":32800.703032490252}]
[null,null,"FS5HC1607","Регулятор скорости HC 5,0A",null,null,null,"FS5HC-1607",1,12834.588634999998,12834.588634999998,null,null,null,null,null,null,null,null,null,null,null,null,"HC70-3S","WHHC70-3S-1764","Водяной тепловентилятор HC70-3S 69кВт","69 кВт 230В",{"$f":"Матрица!H297","v":36033.236084967546}]
[null,null,"PRTHC1522","Программируемый термостат HC",null,null,null,"PRTHC-1522",1,4133.5595814301314,4133.5595814301314,null,null,null,null,null,null,null,null,null,null,null,null,"HCF IP54","WHHCF47-3S-1765","Водяной тепловентилятор Farmer HCF IP54-3S 47кВт","47 кВт 230В",{"$f":"Матрица!H299","v":52195.901347354033}]
[null,null,"RTHC1523","Термостат комнатный HC",null,null,null,"RTHC-1523",1,1120.9657387218997,1120.9657387218997,null,null,null,null,null,null,null,null,null,null,null,null,"HCF IP65","WHHCF53-1527","Водяной тепловентилятор Farmer HCF IP65 53кВт","53 кВт 230В",{"$f":"Матрица!H298","v":68929.013619001256}]
[null,null,"VAHC1524","Клапан с сервоприводом HC 3/4''",null,null,null,"VAHC-1524",1,4659.0312725000003,4659.0312725000003,null,null,null,null,null,null,null,null,null,null,null,null,"RHHC2030","RHHC2030-1518","Поворотный кронштейн HC20-45",null,1121.7767000000001]
[null,null,"RM16A1786","Модуль реле RM-16A",null,null,null,"RM16A-1786",1,2802.4143468047569,2802.4143468047569,null,null,null,null,null,null,null,null,null,null,null,null,"HC3S1779","RTHC3S-1779","3-х ступенчатый регулятор скорости с комнатным термостатом HC3S",null,2389.8721]
[null,null,null,null,null,null,null,null,null,null,null,null,null,null,null,null,null,null,null,null,null,null,null,"FSHC1520","FSHC-1520","Регулятор скорости HC 1,2A","1,2A",2059.54655]
[null,null,null,null,null,null,null,null,null,null,null,null,null,null,null,null,null,null,null,null,null,null,null,"FS3HC1521","FS3HC-1521","Регулятор скорости HC 3,0A","3,0A",6096.6124999999993]
[null,null,null,"Регуляторы скорости, совместимость оборудования",null,null,null,null,null,null,null,null,null,null,null,null,null,null,null,null,null,null,null,"RHHC5070","RHHC5070-1518","Поворотный кронштейн HC50-70",null,1304.6750750000001]
[null,null,{"$f":"C2","v":"Модель REVENTON"},{"$f":"Y24","v":"HC 3S"},{"$f":"AA24","v":"HC 3A"},"HC 5A","RM 16A",null,null,null,null,null,null,null,null,null,null,null,null,null,null,null,null,"FS5HC1607","FS5HC-1607","Регулятор скорости HC 5,0A","5,0A",12834.588634999998]
[null,null,null,{"$f":"Y25","v":"HC3S1779"},"FS3HC1521","FS5HC1607","RM16A1786",null,null,null,null,null,null,null,null,null,null,null,null,null,null,null,null,"PRTHC1522","PRTHC-1522","Программируемый термостат HC",null,4133.5595814301314]
[null,null,{"$f":"C3","v":"HC45-3S"},{"$f":"VLOOKUP($C$20,$X$24:$AC$33,2,0)","v":3},{"$f":"VLOOKUP($C$20,$X$24:$AC$33,4,0)","v":2},{"$f":"VLOOKUP($C$20,$X$24:$AC$33,5,0)","v":5},{"$f":"VLOOKUP($C$20,$X$24:$AC$33,6,0)","v":19},null,null,null,null,null,null,null,null,null,null,null,null,null,null,null,null,"RTHC1523","RTHC-1523","Термостат комнатный HC",null,1120.9657387218997]
[null,null,null,null,null,null,null,null,null,null,null,null,null,null,null,null,null,null,null,null,null,null,null,"VAHC1524","VAHC-1524","Клапан с сервоприводом HC 3/4''",null,4659.0312725000003]
[null,null,null,null,null,null,null,null,null,null,null,null,null,null,null,null,null,null,null,null,null,null,null,"RM16A1786","RM16A-1786","Модуль реле RM-16A",null,2802.4143468047569]
[]
[null,null,null,null,null,null,null,null,null,null,null,null,null,null,null,null,null,null,null,null,null,null,null,null,"HC 3S","HC 1,2A","HC 3A","HC 5A","RM 16A"]
[null,null,null,null,null,null,null,null,null,null,null,null,null,null,null,null,null,null,null,null,null,null,null,null,{"$f":"C7","v":"HC3S1779"},{"$f":"C8","v":"FSHC1520"},{"$f":"C9","v":"FS3HC1521"},{"$f":"C10","v":"FS5HC1607"},{"$f":"C14","v":"RM16A1786"}]
[null,null,null,null,null,null,null,null,null,null,null,null,null,null,null,null,null,null,null,null,null,null,null,{"$f":"Матрица!A292","v":"HC20-3S"},3,1,3,5,19]
[null,null,null,null,null,null,null,null,null,null,null,null,null,null,null,null,null,null,null,null,null,null,null,{"$f":"Матрица!A293","v":"HC30-3S"},3,1,3,5,19]
[null,null,null,null,null,null,null,null,null,null,null,null,null,null,null,null,null,null,null,null,null,null,null,{"$f":"Матрица!A294","v":"HC35-3S"},3,1,3,5,19]
[null,null,null,null,null,null,null,null,null,null,null,null,null,null,null,null,null,null,null,null,null,null,null,{"$f":"Матрица!A295","v":"HC45-3S"},3,1,2,5,19]
[null,null,null,null,null,null,null,null,null,null,null,null,null,null,null,null,null,null,null,null,null,null,null,{"$f":"Матрица!A296","v":"HC50-3S"},2,1,2,4,14]
[null,null,null,null,null,null,null,null,null,null,null,null,null,null,null,null,null,null,null,null,null,null,null,{"$f":"Матрица!A297","v":"HC70-3S"},2,1,2,4,14]
[null,null,null,null,null,null,null,null,null,null,null,null,null,null,null,null,null,null,null,null,null,null,null,{"$f":"Матрица!A298","v":"HCF IP65"},2,1,2,4,14]
[null,null,null,null,null,null,null,null,null,null,null,null,null,null,null,null,null,null,null,null,null,null,null,{"$f":"Матрица!A299","v":"HCF IP54"},1,1,1,2,7]

{"sheet":"HC50-3S","index":13,"n_rows":33,"n_cols":29,"rows_kept":33,"cut":false,"hidden":true,"merged":[[7,3,7,6],[1,3,1,6],[2,3,2,6],[3,3,3,6],[5,3,5,6],[6,3,6,6],[17,2,18,2],[8,3,8,6],[9,3,9,6],[10,3,10,6],[11,3,11,6],[12,3,12,6],[13,3,13,6],[16,3,16,6]]}
[]
[null,null,"Модель REVENTON","Название",null,null,null,"Артикул","Кол-во","Розница","Итого",null,null,null,null,null,null,null,null,null,null,null,null,null,"артикул производителя","наименование","размер","розница"]
[null,null,{"$f":"Главный!CE61","v":"HC50-3S"},{"$f":"VLOOKUP(C3,$X$3:$AB$23,3,0)","v":"Водяной тепловентилятор HC50-3S 47кВт"},null,null,null,{"$f":"VLOOKUP(C3,$X$3:$AB$23,2,0)","v":"WHHC50-3S-1763"},{"$f":"Главный!CU61","v":0},{"$f":"VLOOKUP(C3,$X$3:$AB$34,5,0)","v":32800.703032490252},{"$f":"I3*J3","v":0},null,null,null,null,null,null,null,null,null,null,null,null,"HC20-3S","WHHC20-3S-1759","Водяной тепловентилятор HC20-3S 22кВт","22 кВт 230В",{"$f":"Матрица!H292","v":21391.762847276248}]
[null,null,"RHHC5070",{"$f":"VLOOKUP(C4,$X$3:$AB$23,3,0)","v":"Поворотный кронштейн HC50-70"},null,null,null,{"$f":"VLOOKUP(C4,$X$3:$AB$23,2,0)","v":"RHHC5070-1518"},{"$f":"I3","v":0},{"$f":"VLOOKUP(C4,$X$3:$AB$34,5,0)","v":1304.6750750000001},{"$f":"I4*J4","v":0},null,null,null,null,null,null,null,null,null,null,null,null,"HC30-3S","WHHC30-3S-1760","Водяной тепловентилятор HC30-3S 26кВт","26 кВт 230В",{"$f":"Матрица!H293","v":23673.550884319051}]
[]
[null,null,"Дополнительное оборудование","Название",null,null,null,"Артикул","Кол-во","Розница","Итого",null,null,null,null,null,null,null,null,null,null,null,null,"RHHCF-1528","RHHCF-1528","Поворотный кронштейн Farmer",null,1304.6750750000001]
[null,null,"HC3S1779",{"$f":"VLOOKUP(C7,$X$3:$AB$23,3,0)","v":"3-х ступенчатый регулятор скорости с комнатным термостатом HC3S"},null,null,null,{"$f":"VLOOKUP(C7,$X$3:$AB$23,2,0)","v":"RTHC3S-1779"},1,{"$f":"VLOOKUP(C7,$X$3:$AB$34,5,0)","v":2389.8721},2389.8721,null,null,null,null,null,null,null,null,null,null,null,null,"HC35-3S","WHHC35-3S-1761","Водяной тепловентилятор HC35-3S 34кВт","34 кВт 230В",{"$f":"Матрица!H294","v":28427.275961491552}]
[null,null,"FSHC1520",{"$f":"VLOOKUP(C8,$X$3:$AB$23,3,0)","v":"Регулятор скорости HC 1,2A"},null,null,null,{"$f":"VLOOKUP(C8,$X$3:$AB$23,2,0)","v":"FSHC-1520"},1,2059.54655,2059.54655,null,null,null,null,null,null,null,null,null,null,null,null,"HC45-3S","WHHC45-3S-1762","Водяной тепловентилятор HC45-3S 43кВт","43 кВт 230В",{"$f":"Матрица!H295","v":30328.765992360553}]
[null,null,"FS3HC1521","Регулятор скорости HC 3,0A",null,null,null,"FS3HC-1521",1,6096.6124999999993,6096.6124999999993,null,null,null,null,null,null,null,null,null,null,null,null,"HC50-3S","WHHC50-3S-1763","Водяной тепловентилятор HC50-3S 47кВт","47 кВт 230В",{"$f":"Матрица!H296","v":32800.703032490252}]
[null,null,"FS5HC1607","Регулятор скорости HC 5,0A",null,null,null,"FS5HC-1607",1,12834.588634999998,12834.588634999998,null,null,null,null,null,null,null,null,null,null,null,null,"HC70-3S","WHHC70-3S-1764","Водяной тепловентилятор HC70-3S 69кВт","69 кВт 230В",{"$f":"Матрица!H297","v":36033.236084967546}]
[null,null,"PRTHC1522","Программируемый термостат HC",null,null,null,"PRTHC-1522",1,4133.5595814301314,4133.5595814301314,null,null,null,null,null,null,null,null,null,null,null,null,"HCF IP54","WHHCF47-3S-1765","Водяной тепловентилятор Farmer HCF IP54-3S 47кВт","47 кВт 230В",{"$f":"Матрица!H299","v":52195.901347354033}]
[null,null,"RTHC1523","Термостат комнатный HC",null,null,null,"RTHC-1523",1,1120.9657387218997,1120.9657387218997,null,null,null,null,null,null,null,null,null,null,null,null,"HCF IP65","WHHCF53-1527","Водяной тепловентилятор Farmer HCF IP65 53кВт","53 кВт 230В",{"$f":"Матрица!H298","v":68929.013619001256}]
[null,null,"VAHC1524","Клапан с сервоприводом HC 3/4''",null,null,null,"VAHC-1524",1,4659.0312725000003,4659.0312725000003,null,null,null,null,null,null,null,null,null,null,null,null,"RHHC2030","RHHC2030-1518","Поворотный кронштейн HC20-45",null,1121.7767000000001]
[null,null,"RM16A1786","Модуль реле RM-16A",null,null,null,"RM16A-1786",1,2802.4143468047569,2802.4143468047569,null,null,null,null,null,null,null,null,null,null,null,null,"HC3S1779","RTHC3S-1779","3-х ступенчатый регулятор скорости с комнатным термостатом HC3S",null,2389.8721]
[null,null,null,null,null,null,null,null,null,null,null,null,null,null,null,null,null,null,null,null,null,null,null,"FSHC1520","FSHC-1520","Регулятор скорости HC 1,2A","1,2A",2059.54655]
[null,null,null,null,null,null,null,null,null,null,null,null,null,null,null,null,null,null,null,null,null,null,null,"FS3HC1521","FS3HC-1521","Регулятор скорости HC 3,0A","3,0A",6096.6124999999993]
[null,null,null,"Регуляторы скорости, совместимость оборудования",null,null,null,null,null,null,null,null,null,null,null,null,null,null,null,null,null,null,null,"RHHC5070","RHHC5070-1518","Поворотный кронштейн HC50-70",null,1304.6750750000001]
[null,null,{"$f":"C2","v":"Модель REVENTON"},{"$f":"Y24","v":"HC 3S"},{"$f":"AA24","v":"HC 3A"},"HC 5A","RM 16A",null,null,null,null,null,null,null,null,null,null,null,null,null,null,null,null,"FS5HC1607","FS5HC-1607","Регулятор скорости HC 5,0A","5,0A",12834.588634999998]
[null,null,null,{"$f":"Y25","v":"HC3S1779"},"FS3HC1521","FS5HC1607","RM16A1786",null,null,null,null,null,null,null,null,null,null,null,null,null,null,null,null,"PRTHC1522","PRTHC-1522","Программируемый термостат HC",null,4133.5595814301314]
[null,null,{"$f":"C3","v":"HC50-3S"},{"$f":"VLOOKUP($C$20,$X$24:$AC$33,2,0)","v":2},{"$f":"VLOOKUP($C$20,$X$24:$AC$33,4,0)","v":2},{"$f":"VLOOKUP($C$20,$X$24:$AC$33,5,0)","v":4},{"$f":"VLOOKUP($C$20,$X$24:$AC$33,6,0)","v":14},null,null,null,null,null,null,null,null,null,null,null,null,null,null,null,null,"RTHC1523","RTHC-1523","Термостат комнатный HC",null,1120.9657387218997]
[null,null,null,null,null,null,null,null,null,null,null,null,null,null,null,null,null,null,null,null,null,null,null,"VAHC1524","VAHC-1524","Клапан с сервоприводом HC 3/4''",null,4659.0312725000003]
[null,null,null,null,null,null,null,null,null,null,null,null,null,null,null,null,null,null,null,null,null,null,null,"RM16A1786","RM16A-1786","Модуль реле RM-16A",null,2802.4143468047569]
[]
[null,null,null,null,null,null,null,null,null,null,null,null,null,null,null,null,null,null,null,null,null,null,null,null,"HC 3S","HC 1,2A","HC 3A","HC 5A","RM 16A"]
[null,null,null,null,null,null,null,null,null,null,null,null,null,null,null,null,null,null,null,null,null,null,null,null,{"$f":"C7","v":"HC3S1779"},{"$f":"C8","v":"FSHC1520"},{"$f":"C9","v":"FS3HC1521"},{"$f":"C10","v":"FS5HC1607"},{"$f":"C14","v":"RM16A1786"}]
[null,null,null,null,null,null,null,null,null,null,null,null,null,null,null,null,null,null,null,null,null,null,null,{"$f":"Матрица!A292","v":"HC20-3S"},3,1,3,5,19]
[null,null,null,null,null,null,null,null,null,null,null,null,null,null,null,null,null,null,null,null,null,null,null,{"$f":"Матрица!A293","v":"HC30-3S"},3,1,3,5,19]
[null,null,null,null,null,null,null,null,null,null,null,null,null,null,null,null,null,null,null,null,null,null,null,{"$f":"Матрица!A294","v":"HC35-3S"},3,1,3,5,19]
[null,null,null,null,null,null,null,null,null,null,null,null,null,null,null,null,null,null,null,null,null,null,null,{"$f":"Матрица!A295","v":"HC45-3S"},3,1,2,5,19]
[null,null,null,null,null,null,null,null,null,null,null,null,null,null,null,null,null,null,null,null,null,null,null,{"$f":"Матрица!A296","v":"HC50-3S"},2,1,2,4,14]
[null,null,null,null,null,null,null,null,null,null,null,null,null,null,null,null,null,null,null,null,null,null,null,{"$f":"Матрица!A297","v":"HC70-3S"},2,1,2,4,14]
[null,null,null,null,null,null,null,null,null,null,null,null,null,null,null,null,null,null,null,null,null,null,null,{"$f":"Матрица!A298","v":"HCF IP65"},2,1,2,4,14]
[null,null,null,null,null,null,null,null,null,null,null,null,null,null,null,null,null,null,null,null,null,null,null,{"$f":"Матрица!A299","v":"HCF IP54"},1,1,1,2,7]

{"sheet":"HC70-3S","index":14,"n_rows":33,"n_cols":29,"rows_kept":33,"cut":false,"hidden":true,"merged":[[7,3,7,6],[1,3,1,6],[2,3,2,6],[3,3,3,6],[5,3,5,6],[6,3,6,6],[17,2,18,2],[8,3,8,6],[9,3,9,6],[10,3,10,6],[11,3,11,6],[12,3,12,6],[13,3,13,6],[16,3,16,6]]}
[]
[null,null,"Модель REVENTON","Название",null,null,null,"Артикул","Кол-во","Розница","Итого",null,null,null,null,null,null,null,null,null,null,null,null,null,"артикул производителя","наименование","размер","розница"]
[null,null,{"$f":"Главный!CE63","v":"HC70-3S"},{"$f":"VLOOKUP(C3,$X$3:$AB$23,3,0)","v":"Водяной тепловентилятор HC70-3S 69кВт"},null,null,null,{"$f":"VLOOKUP(C3,$X$3:$AB$23,2,0)","v":"WHHC70-3S-1764"},{"$f":"Главный!CU63","v":0},{"$f":"VLOOKUP(C3,$X$3:$AB$34,5,0)","v":36033.236084967546},{"$f":"I3*J3","v":0},null,null,null,null,null,null,null,null,null,null,null,null,"HC20-3S","WHHC20-3S-1759","Водяной тепловентилятор HC20-3S 22кВт","22 кВт 230В",{"$f":"Матрица!H292","v":21391.762847276248}]
[null,null,"RHHC5070",{"$f":"VLOOKUP(C4,$X$3:$AB$23,3,0)","v":"Поворотный кронштейн HC50-70"},null,null,null,{"$f":"VLOOKUP(C4,$X$3:$AB$23,2,0)","v":"RHHC5070-1518"},{"$f":"I3","v":0},{"$f":"VLOOKUP(C4,$X$3:$AB$34,5,0)","v":1304.6750750000001},{"$f":"I4*J4","v":0},null,null,null,null,null,null,null,null,null,null,null,null,"HC30-3S","WHHC30-3S-1760","Водяной тепловентилятор HC30-3S 26кВт","26 кВт 230В",{"$f":"Матрица!H293","v":23673.550884319051}]
[]
[null,null,"Дополнительное оборудование","Название",null,null,null,"Артикул","Кол-во","Розница","Итого",null,null,null,null,null,null,null,null,null,null,null,null,"RHHCF-1528","RHHCF-1528","Поворотный кронштейн Farmer",null,1304.6750750000001]
[null,null,"HC3S1779",{"$f":"VLOOKUP(C7,$X$3:$AB$23,3,0)","v":"3-х ступенчатый регулятор скорости с комнатным термостатом HC3S"},null,null,null,{"$f":"VLOOKUP(C7,$X$3:$AB$23,2,0)","v":"RTHC3S-1779"},1,{"$f":"VLOOKUP(C7,$X$3:$AB$34,5,0)","v":2389.8721},2389.8721,null,null,null,null,null,null,null,null,null,null,null,null,"HC35-3S","WHHC35-3S-1761","Водяной тепловентилятор HC35-3S 34кВт","34 кВт 230В",{"$f":"Матрица!H294","v":28427.275961491552}]
[null,null,"FSHC1520",{"$f":"VLOOKUP(C8,$X$3:$AB$23,3,0)","v":"Регулятор скорости HC 1,2A"},null,null,null,{"$f":"VLOOKUP(C8,$X$3:$AB$23,2,0)","v":"FSHC-1520"},1,2059.54655,2059.54655,null,null,null,null,null,null,null,null,null,null,null,null,"HC45-3S","WHHC45-3S-1762","Водяной тепловентилятор HC45-3S 43кВт","43 кВт 230В",{"$f":"Матрица!H295","v":30328.765992360553}]
[null,null,"FS3HC1521","Регулятор скорости HC 3,0A",null,null,null,"FS3HC-1521",1,6096.6124999999993,6096.6124999999993,null,null,null,null,null,null,null,null,null,null,null,null,"HC50-3S","WHHC50-3S-1763","Водяной тепловентилятор HC50-3S 47кВт","47 кВт 230В",{"$f":"Матрица!H296","v":32800.703032490252}]
[null,null,"FS5HC1607","Регулятор скорости HC 5,0A",null,null,null,"FS5HC-1607",1,12834.588634999998,12834.588634999998,null,null,null,null,null,null,null,null,null,null,null,null,"HC70-3S","WHHC70-3S-1764","Водяной тепловентилятор HC70-3S 69кВт","69 кВт 230В",{"$f":"Матрица!H297","v":36033.236084967546}]
[null,null,"PRTHC1522","Программируемый термостат HC",null,null,null,"PRTHC-1522",1,4133.5595814301314,4133.5595814301314,null,null,null,null,null,null,null,null,null,null,null,null,"HCF IP54","WHHCF47-3S-1765","Водяной тепловентилятор Farmer HCF IP54-3S 47кВт","47 кВт 230В",{"$f":"Матрица!H299","v":52195.901347354033}]
[null,null,"RTHC1523","Термостат комнатный HC",null,null,null,"RTHC-1523",1,1120.9657387218997,1120.9657387218997,null,null,null,null,null,null,null,null,null,null,null,null,"HCF IP65","WHHCF53-1527","Водяной тепловентилятор Farmer HCF IP65 53кВт","53 кВт 230В",{"$f":"Матрица!H298","v":68929.013619001256}]
[null,null,"VAHC1524","Клапан с сервоприводом HC 3/4''",null,null,null,"VAHC-1524",1,4659.0312725000003,4659.0312725000003,null,null,null,null,null,null,null,null,null,null,null,null,"RHHC2030","RHHC2030-1518","Поворотный кронштейн HC20-45",null,1121.7767000000001]
[null,null,"RM16A1786","Модуль реле RM-16A",null,null,null,"RM16A-1786",1,2802.4143468047569,2802.4143468047569,null,null,null,null,null,null,null,null,null,null,null,null,"HC3S1779","RTHC3S-1779","3-х ступенчатый регулятор скорости с комнатным термостатом HC3S",null,2389.8721]
[null,null,null,null,null,null,null,null,null,null,null,null,null,null,null,null,null,null,null,null,null,null,null,"FSHC1520","FSHC-1520","Регулятор скорости HC 1,2A","1,2A",2059.54655]
[null,null,null,null,null,null,null,null,null,null,null,null,null,null,null,null,null,null,null,null,null,null,null,"FS3HC1521","FS3HC-1521","Регулятор скорости HC 3,0A","3,0A",6096.6124999999993]
[null,null,null,"Регуляторы скорости, совместимость оборудования",null,null,null,null,null,null,null,null,null,null,null,null,null,null,null,null,null,null,null,"RHHC5070","RHHC5070-1518","Поворотный кронштейн HC50-70",null,1304.6750750000001]
[null,null,{"$f":"C2","v":"Модель REVENTON"},{"$f":"Y24","v":"HC 3S"},{"$f":"AA24","v":"HC 3A"},"HC 5A","RM 16A",null,null,null,null,null,null,null,null,null,null,null,null,null,null,null,null,"FS5HC1607","FS5HC-1607","Регулятор скорости HC 5,0A","5,0A",12834.588634999998]
[null,null,null,{"$f":"Y25","v":"HC3S1779"},"FS3HC1521","FS5HC1607","RM16A1786",null,null,null,null,null,null,null,null,null,null,null,null,null,null,null,null,"PRTHC1522","PRTHC-1522","Программируемый термостат HC",null,4133.5595814301314]
[null,null,{"$f":"C3","v":"HC70-3S"},{"$f":"VLOOKUP($C$20,$X$24:$AC$33,2,0)","v":2},{"$f":"VLOOKUP($C$20,$X$24:$AC$33,4,0)","v":2},{"$f":"VLOOKUP($C$20,$X$24:$AC$33,5,0)","v":4},{"$f":"VLOOKUP($C$20,$X$24:$AC$33,6,0)","v":14},null,null,null,null,null,null,null,null,null,null,null,null,null,null,null,null,"RTHC1523","RTHC-1523","Термостат комнатный HC",null,1120.9657387218997]
[null,null,null,null,null,null,null,null,null,null,null,null,null,null,null,null,null,null,null,null,null,null,null,"VAHC1524","VAHC-1524","Клапан с сервоприводом HC 3/4''",null,4659.0312725000003]
[null,null,null,null,null,null,null,null,null,null,null,null,null,null,null,null,null,null,null,null,null,null,null,"RM16A1786","RM16A-1786","Модуль реле RM-16A",null,2802.4143468047569]
[]
[null,null,null,null,null,null,null,null,null,null,null,null,null,null,null,null,null,null,null,null,null,null,null,null,"HC 3S","HC 1,2A","HC 3A","HC 5A","RM 16A"]
[null,null,null,null,null,null,null,null,null,null,null,null,null,null,null,null,null,null,null,null,null,null,null,null,{"$f":"C7","v":"HC3S1779"},{"$f":"C8","v":"FSHC1520"},{"$f":"C9","v":"FS3HC1521"},{"$f":"C10","v":"FS5HC1607"},{"$f":"C14","v":"RM16A1786"}]
[null,null,null,null,null,null,null,null,null,null,null,null,null,null,null,null,null,null,null,null,null,null,null,{"$f":"Матрица!A292","v":"HC20-3S"},3,1,3,5,19]
[null,null,null,null,null,null,null,null,null,null,null,null,null,null,null,null,null,null,null,null,null,null,null,{"$f":"Матрица!A293","v":"HC30-3S"},3,1,3,5,19]
[null,null,null,null,null,null,null,null,null,null,null,null,null,null,null,null,null,null,null,null,null,null,null,{"$f":"Матрица!A294","v":"HC35-3S"},3,1,3,5,19]
[null,null,null,null,null,null,null,null,null,null,null,null,null,null,null,null,null,null,null,null,null,null,null,{"$f":"Матрица!A295","v":"HC45-3S"},3,1,2,5,19]
[null,null,null,null,null,null,null,null,null,null,null,null,null,null,null,null,null,null,null,null,null,null,null,{"$f":"Матрица!A296","v":"HC50-3S"},2,1,2,4,14]
[null,null,null,null,null,null,null,null,null,null,null,null,null,null,null,null,null,null,null,null,null,null,null,{"$f":"Матрица!A297","v":"HC70-3S"},2,1,2,4,14]
[null,null,null,null,null,null,null,null,null,null,null,null,null,null,null,null,null,null,null,null,null,null,null,{"$f":"Матрица!A298","v":"HCF IP65"},2,1,2,4,14]
[null,null,null,null,null,null,null,null,null,null,null,null,null,null,null,null,null,null,null,null,null,null,null,{"$f":"Матрица!A299","v":"HCF IP54"},1,1,1,2,7]

{"sheet":"HCF54","index":15,"n_rows":33,"n_cols":29,"rows_kept":33,"cut":false,"hidden":true,"merged":[[7,3,7,6],[1,3,1,6],[2,3,2,6],[3,3,3,6],[5,3,5,6],[6,3,6,6],[17,2,18,2],[8,3,8,6],[9,3,9,6],[10,3,10,6],[11,3,11,6],[12,3,12,6],[13,3,13,6],[16,3,16,6]]}
[]
[null,null,"Модель REVENTON","Название",null,null,null,"Артикул","Кол-во","Розница","Итого",null,null,null,null,null,null,null,null,null,null,null,null,null,"артикул производителя","наименование","размер","розница"]
[null,null,{"$f":"Главный!CE65","v":"HCF IP54"},{"$f":"VLOOKUP(C3,$X$3:$AB$23,3,0)","v":"Водяной тепловентилятор Farmer HCF IP54-3S 47кВт"},null,null,null,{"$f":"VLOOKUP(C3,$X$3:$AB$23,2,0)","v":"WHHCF47-3S-1765"},{"$f":"Главный!CU65","v":{"$error":"#N/A"}},{"$f":"VLOOKUP(C3,$X$3:$AB$34,5,0)","v":52195.901347354033},{"$f":"I3*J3","v":{"$error":"#N/A"}},null,null,null,null,null,null,null,null,null,null,null,null,"HC20-3S","WHHC20-3S-1759","Водяной тепловентилятор HC20-3S 22кВт","22 кВт 230В",{"$f":"Матрица!H292","v":21391.762847276248}]
[null,null,"RHHCF-1528",{"$f":"VLOOKUP(C4,$X$3:$AB$23,3,0)","v":"Поворотный кронштейн Farmer"},null,null,null,{"$f":"VLOOKUP(C4,$X$3:$AB$23,2,0)","v":"RHHCF-1528"},{"$f":"I3","v":{"$error":"#N/A"}},{"$f":"VLOOKUP(C4,$X$3:$AB$34,5,0)","v":1304.6750750000001},{"$f":"I4*J4","v":{"$error":"#N/A"}},null,null,null,null,null,null,null,null,null,null,null,null,"HC30-3S","WHHC30-3S-1760","Водяной тепловентилятор HC30-3S 26кВт","26 кВт 230В",{"$f":"Матрица!H293","v":23673.550884319051}]
[]
[null,null,"Дополнительное оборудование","Название",null,null,null,"Артикул","Кол-во","Розница","Итого",null,null,null,null,null,null,null,null,null,null,null,null,"RHHCF-1528","RHHCF-1528","Поворотный кронштейн Farmer",null,1304.6750750000001]
[null,null,"HC3S1779",{"$f":"VLOOKUP(C7,$X$3:$AB$23,3,0)","v":"3-х ступенчатый регулятор скорости с комнатным термостатом HC3S"},null,null,null,{"$f":"VLOOKUP(C7,$X$3:$AB$23,2,0)","v":"RTHC3S-1779"},1,{"$f":"VLOOKUP(C7,$X$3:$AB$34,5,0)","v":2389.8721},2389.8721,null,null,null,null,null,null,null,null,null,null,null,null,"HC35-3S","WHHC35-3S-1761","Водяной тепловентилятор HC35-3S 34кВт","34 кВт 230В",{"$f":"Матрица!H294","v":28427.275961491552}]
[null,null,"LP5244",{"$f":"VLOOKUP(C8,$X$3:$AB$23,3,0)","v":"Механический термостат"},null,null,null,{"$f":"VLOOKUP(C8,$X$3:$AB$23,2,0)","v":"Caem LP5244"},1,2059.54655,2059.54655,null,null,null,null,null,null,null,null,null,null,null,null,"HC45-3S","WHHC45-3S-1762","Водяной тепловентилятор HC45-3S 43кВт","43 кВт 230В",{"$f":"Матрица!H295","v":30328.765992360553}]
[null,null,"FS3HC1521","Регулятор скорости HC 3,0A",null,null,null,"FS3HC-1521",1,6096.6124999999993,6096.6124999999993,null,null,null,null,null,null,null,null,null,null,null,null,"HC50-3S","WHHC50-3S-1763","Водяной тепловентилятор HC50-3S 47кВт","47 кВт 230В",{"$f":"Матрица!H296","v":32800.703032490252}]
[null,null,"FS5HC1607","Регулятор скорости HC 5,0A",null,null,null,"FS5HC-1607",1,12834.588634999998,12834.588634999998,null,null,null,null,null,null,null,null,null,null,null,null,"HC70-3S","WHHC70-3S-1764","Водяной тепловентилятор HC70-3S 69кВт","69 кВт 230В",{"$f":"Матрица!H297","v":36033.236084967546}]
[null,null,"PRTHC1522","Программируемый термостат HC",null,null,null,"PRTHC-1522",1,4133.5595814301314,4133.5595814301314,null,null,null,null,null,null,null,null,null,null,null,null,"HCF IP54","WHHCF47-3S-1765","Водяной тепловентилятор Farmer HCF IP54-3S 47кВт","47 кВт 230В",{"$f":"Матрица!H299","v":52195.901347354033}]
[null,null,"RTHC1523","Термостат комнатный HC",null,null,null,"RTHC-1523",1,1120.9657387218997,1120.9657387218997,null,null,null,null,null,null,null,null,null,null,null,null,"HCF IP65","WHHCF53-1527","Водяной тепловентилятор Farmer HCF IP65 53кВт","53 кВт 230В",{"$f":"Матрица!H298","v":68929.013619001256}]
[null,null,"VAHC1524","Клапан с сервоприводом HC 3/4''",null,null,null,"VAHC-1524",1,4659.0312725000003,4659.0312725000003,null,null,null,null,null,null,null,null,null,null,null,null,"RHHC2030","RHHC2030-1518","Поворотный кронштейн HC20-45",null,1121.7767000000001]
[null,null,"RM16A1786","Модуль реле RM-16A",null,null,null,"RM16A-1786",1,2802.4143468047569,2802.4143468047569,null,null,null,null,null,null,null,null,null,null,null,null,"HC3S1779","RTHC3S-1779","3-х ступенчатый регулятор скорости с комнатным термостатом HC3S",null,2389.8721]
[null,null,null,null,null,null,null,null,null,null,null,null,null,null,null,null,null,null,null,null,null,null,null,"LP5244","Caem LP5244","Механический термостат",null,2059.54655]
[null,null,null,null,null,null,null,null,null,null,null,null,null,null,null,null,null,null,null,null,null,null,null,"FS3HC1521","FS3HC-1521","Регулятор скорости HC 3,0A","3,0A",6096.6124999999993]
[null,null,null,"Регуляторы скорости, совместимость оборудования",null,null,null,null,null,null,null,null,null,null,null,null,null,null,null,null,null,null,null,"RHHC5070","RHHC5070-1518","Поворотный кронштейн HC50-70",null,1304.6750750000001]
[null,null,{"$f":"C2","v":"Модель REVENTON"},{"$f":"Y24","v":"HC 3S"},{"$f":"AA24","v":"HC 3A"},"HC 5A","RM 16A",null,null,null,null,null,null,null,null,null,null,null,null,null,null,null,null,"FS5HC1607","FS5HC-1607","Регулятор скорости HC 5,0A","5,0A",12834.588634999998]
[null,null,null,{"$f":"Y25","v":"HC3S1779"},"FS3HC1521","FS5HC1607","RM16A1786",null,null,null,null,null,null,null,null,null,null,null,null,null,null,null,null,"PRTHC1522","PRTHC-1522","Программируемый термостат HC",null,4133.5595814301314]
[null,null,{"$f":"C3","v":"HCF IP54"},{"$f":"VLOOKUP($C$20,$X$24:$AC$33,2,0)","v":2},{"$f":"VLOOKUP($C$20,$X$24:$AC$33,4,0)","v":2},{"$f":"VLOOKUP($C$20,$X$24:$AC$33,5,0)","v":4},{"$f":"VLOOKUP($C$20,$X$24:$AC$33,6,0)","v":14},null,null,null,null,null,null,null,null,null,null,null,null,null,null,null,null,"RTHC1523","RTHC-1523","Термостат комнатный HC",null,1120.9657387218997]
[null,null,null,null,null,null,null,null,null,null,null,null,null,null,null,null,null,null,null,null,null,null,null,"VAHC1524","VAHC-1524","Клапан с сервоприводом HC 3/4''",null,4659.0312725000003]
[null,null,null,null,null,null,null,null,null,null,null,null,null,null,null,null,null,null,null,null,null,null,null,"RM16A1786","RM16A-1786","Модуль реле RM-16A",null,2802.4143468047569]
[]
[null,null,null,null,null,null,null,null,null,null,null,null,null,null,null,null,null,null,null,null,null,null,null,null,"HC 3S","Caem LP5244","HC 3A","HC 5A","RM 16A"]
[null,null,null,null,null,null,null,null,null,null,null,null,null,null,null,null,null,null,null,null,null,null,null,null,{"$f":"C7","v":"HC3S1779"},{"$f":"C8","v":"LP5244"},{"$f":"C9","v":"FS3HC1521"},{"$f":"C10","v":"FS5HC1607"},{"$f":"C14","v":"RM16A1786"}]
[null,null,null,null,null,null,null,null,null,null,null,null,null,null,null,null,null,null,null,null,null,null,null,{"$f":"Матрица!A292","v":"HC20-3S"},3,1,3,5,19]
[null,null,null,null,null,null,null,null,null,null,null,null,null,null,null,null,null,null,null,null,null,null,null,{"$f":"Матрица!A293","v":"HC30-3S"},3,1,3,5,19]
[null,null,null,null,null,null,null,null,null,null,null,null,null,null,null,null,null,null,null,null,null,null,null,{"$f":"Матрица!A294","v":"HC35-3S"},3,1,3,5,19]
[null,null,null,null,null,null,null,null,null,null,null,null,null,null,null,null,null,null,null,null,null,null,null,{"$f":"Матрица!A295","v":"HC45-3S"},3,1,2,5,19]
[null,null,null,null,null,null,null,null,null,null,null,null,null,null,null,null,null,null,null,null,null,null,null,{"$f":"Матрица!A296","v":"HC50-3S"},2,1,2,4,14]
[null,null,null,null,null,null,null,null,null,null,null,null,null,null,null,null,null,null,null,null,null,null,null,{"$f":"Матрица!A297","v":"HC70-3S"},2,1,2,4,14]
[null,null,null,null,null,null,null,null,null,null,null,null,null,null,null,null,null,null,null,null,null,null,null,{"$f":"Матрица!A298","v":"HCF IP65"},1,1,1,2,7]
[null,null,null,null,null,null,null,null,null,null,null,null,null,null,null,null,null,null,null,null,null,null,null,{"$f":"Матрица!A299","v":"HCF IP54"},2,1,2,4,14]

{"sheet":"HCF65","index":16,"n_rows":33,"n_cols":29,"rows_kept":33,"cut":false,"hidden":true,"merged":[[7,3,7,6],[1,3,1,6],[2,3,2,6],[3,3,3,6],[5,3,5,6],[6,3,6,6],[17,2,18,2],[8,3,8,6],[9,3,9,6],[10,3,10,6],[11,3,11,6],[12,3,12,6],[13,3,13,6],[16,3,16,6]]}
[]
[null,null,"Модель REVENTON","Название",null,null,null,"Артикул","Кол-во","Розница","Итого",null,null,null,null,null,null,null,null,null,null,null,null,null,"артикул производителя","наименование","размер","розница"]
[null,null,{"$f":"Главный!CE67","v":"HCF IP65"},{"$f":"VLOOKUP(C3,$X$3:$AB$23,3,0)","v":"Водяной тепловентилятор Farmer HCF IP65 53кВт"},null,null,null,{"$f":"VLOOKUP(C3,$X$3:$AB$23,2,0)","v":"WHHCF53-1527"},{"$f":"Главный!CU67","v":{"$error":"#N/A"}},{"$f":"VLOOKUP(C3,$X$3:$AB$34,5,0)","v":68929.013619001256},{"$f":"I3*J3","v":{"$error":"#N/A"}},null,null,null,null,null,null,null,null,null,null,null,null,"HC20-3S","WHHC20-3S-1759","Водяной тепловентилятор HC20-3S 22кВт","22 кВт 230В",{"$f":"Матрица!H292","v":21391.762847276248}]
[null,null,"RHHCF-1528",{"$f":"VLOOKUP(C4,$X$3:$AB$23,3,0)","v":"Поворотный кронштейн Farmer"},null,null,null,{"$f":"VLOOKUP(C4,$X$3:$AB$23,2,0)","v":"RHHCF-1528"},{"$f":"I3","v":{"$error":"#N/A"}},{"$f":"VLOOKUP(C4,$X$3:$AB$34,5,0)","v":1304.6750750000001},{"$f":"I4*J4","v":{"$error":"#N/A"}},null,null,null,null,null,null,null,null,null,null,null,null,"HC30-3S","WHHC30-3S-1760","Водяной тепловентилятор HC30-3S 26кВт","26 кВт 230В",{"$f":"Матрица!H293","v":23673.550884319051}]
[]
[null,null,"Дополнительное оборудование","Название",null,null,null,"Артикул","Кол-во","Розница","Итого",null,null,null,null,null,null,null,null,null,null,null,null,"RHHCF-1528","RHHCF-1528","Поворотный кронштейн Farmer",null,1304.6750750000001]
[null,null,"HC3S1779",{"$f":"VLOOKUP(C7,$X$3:$AB$23,3,0)","v":"3-х ступенчатый регулятор скорости с комнатным термостатом HC3S"},null,null,null,{"$f":"VLOOKUP(C7,$X$3:$AB$23,2,0)","v":"RTHC3S-1779"},1,{"$f":"VLOOKUP(C7,$X$3:$AB$34,5,0)","v":2389.8721},2389.8721,null,null,null,null,null,null,null,null,null,null,null,null,"HC35-3S","WHHC35-3S-1761","Водяной тепловентилятор HC35-3S 34кВт","34 кВт 230В",{"$f":"Матрица!H294","v":28427.275961491552}]
[null,null,"LP5244",{"$f":"VLOOKUP(C8,$X$3:$AB$23,3,0)","v":"Механический термостат"},null,null,null,{"$f":"VLOOKUP(C8,$X$3:$AB$23,2,0)","v":"Caem LP5244"},1,2059.54655,2059.54655,null,null,null,null,null,null,null,null,null,null,null,null,"HC45-3S","WHHC45-3S-1762","Водяной тепловентилятор HC45-3S 43кВт","43 кВт 230В",{"$f":"Матрица!H295","v":30328.765992360553}]
[null,null,"FS3HC1521","Регулятор скорости HC 3,0A",null,null,null,"FS3HC-1521",1,6096.6124999999993,6096.6124999999993,null,null,null,null,null,null,null,null,null,null,null,null,"HC50-3S","WHHC50-3S-1763","Водяной тепловентилятор HC50-3S 47кВт","47 кВт 230В",{"$f":"Матрица!H296","v":32800.703032490252}]
[null,null,"FS5HC1607","Регулятор скорости HC 5,0A",null,null,null,"FS5HC-1607",1,12834.588634999998,12834.588634999998,null,null,null,null,null,null,null,null,null,null,null,null,"HC70-3S","WHHC70-3S-1764","Водяной тепловентилятор HC70-3S 69кВт","69 кВт 230В",{"$f":"Матрица!H297","v":36033.236084967546}]
[null,null,"PRTHC1522","Программируемый термостат HC",null,null,null,"PRTHC-1522",1,4133.5595814301314,4133.5595814301314,null,null,null,null,null,null,null,null,null,null,null,null,"HCF IP54","WHHCF47-3S-1765","Водяной тепловентилятор Farmer HCF IP54-3S 47кВт","47 кВт 230В",{"$f":"Матрица!H299","v":52195.901347354033}]
[null,null,"RTHC1523","Термостат комнатный HC",null,null,null,"RTHC-1523",1,1120.9657387218997,1120.9657387218997,null,null,null,null,null,null,null,null,null,null,null,null,"HCF IP65","WHHCF53-1527","Водяной тепловентилятор Farmer HCF IP65 53кВт","53 кВт 230В",{"$f":"Матрица!H298","v":68929.013619001256}]
[null,null,"VAHC1524","Клапан с сервоприводом HC 3/4''",null,null,null,"VAHC-1524",1,4659.0312725000003,4659.0312725000003,null,null,null,null,null,null,null,null,null,null,null,null,"RHHC2030","RHHC2030-1518","Поворотный кронштейн HC20-45",null,1121.7767000000001]
[null,null,"RM16A1786","Модуль реле RM-16A",null,null,null,"RM16A-1786",1,2802.4143468047569,2802.4143468047569,null,null,null,null,null,null,null,null,null,null,null,null,"HC3S1779","RTHC3S-1779","3-х ступенчатый регулятор скорости с комнатным термостатом HC3S",null,2389.8721]
[null,null,null,null,null,null,null,null,null,null,null,null,null,null,null,null,null,null,null,null,null,null,null,"LP5244","Caem LP5244","Механический термостат",null,2059.54655]
[null,null,null,null,null,null,null,null,null,null,null,null,null,null,null,null,null,null,null,null,null,null,null,"FS3HC1521","FS3HC-1521","Регулятор скорости HC 3,0A","3,0A",6096.6124999999993]
[null,null,null,"Регуляторы скорости, совместимость оборудования",null,null,null,null,null,null,null,null,null,null,null,null,null,null,null,null,null,null,null,"RHHC5070","RHHC5070-1518","Поворотный кронштейн HC50-70",null,1304.6750750000001]
[null,null,{"$f":"C2","v":"Модель REVENTON"},{"$f":"Y24","v":"HC 3S"},{"$f":"AA24","v":"HC 3A"},"HC 5A","RM 16A",null,null,null,null,null,null,null,null,null,null,null,null,null,null,null,null,"FS5HC1607","FS5HC-1607","Регулятор скорости HC 5,0A","5,0A",12834.588634999998]
[null,null,null,{"$f":"Y25","v":"HC3S1779"},"FS3HC1521","FS5HC1607","RM16A1786",null,null,null,null,null,null,null,null,null,null,null,null,null,null,null,null,"PRTHC1522","PRTHC-1522","Программируемый термостат HC",null,4133.5595814301314]
[null,null,{"$f":"C3","v":"HCF IP65"},{"$f":"VLOOKUP($C$20,$X$24:$AC$33,2,0)","v":1},{"$f":"VLOOKUP($C$20,$X$24:$AC$33,4,0)","v":1},{"$f":"VLOOKUP($C$20,$X$24:$AC$33,5,0)","v":2},{"$f":"VLOOKUP($C$20,$X$24:$AC$33,6,0)","v":7},null,null,null,null,null,null,null,null,null,null,null,null,null,null,null,null,"RTHC1523","RTHC-1523","Термостат комнатный HC",null,1120.9657387218997]
[null,null,null,null,null,null,null,null,null,null,null,null,null,null,null,null,null,null,null,null,null,null,null,"VAHC1524","VAHC-1524","Клапан с сервоприводом HC 3/4''",null,4659.0312725000003]
[null,null,null,null,null,null,null,null,null,null,null,null,null,null,null,null,null,null,null,null,null,null,null,"RM16A1786","RM16A-1786","Модуль реле RM-16A",null,2802.4143468047569]
[]
[null,null,null,null,null,null,null,null,null,null,null,null,null,null,null,null,null,null,null,null,null,null,null,null,"HC 3S","Caem LP5244","HC 3A","HC 5A","RM 16A"]
[null,null,null,null,null,null,null,null,null,null,null,null,null,null,null,null,null,null,null,null,null,null,null,null,{"$f":"C7","v":"HC3S1779"},{"$f":"C8","v":"LP5244"},{"$f":"C9","v":"FS3HC1521"},{"$f":"C10","v":"FS5HC1607"},{"$f":"C14","v":"RM16A1786"}]
[null,null,null,null,null,null,null,null,null,null,null,null,null,null,null,null,null,null,null,null,null,null,null,{"$f":"Матрица!A292","v":"HC20-3S"},3,1,3,5,19]
[null,null,null,null,null,null,null,null,null,null,null,null,null,null,null,null,null,null,null,null,null,null,null,{"$f":"Матрица!A293","v":"HC30-3S"},3,1,3,5,19]
[null,null,null,null,null,null,null,null,null,null,null,null,null,null,null,null,null,null,null,null,null,null,null,{"$f":"Матрица!A294","v":"HC35-3S"},3,1,3,5,19]
[null,null,null,null,null,null,null,null,null,null,null,null,null,null,null,null,null,null,null,null,null,null,null,{"$f":"Матрица!A295","v":"HC45-3S"},3,1,2,5,19]
[null,null,null,null,null,null,null,null,null,null,null,null,null,null,null,null,null,null,null,null,null,null,null,{"$f":"Матрица!A296","v":"HC50-3S"},2,1,2,4,14]
[null,null,null,null,null,null,null,null,null,null,null,null,null,null,null,null,null,null,null,null,null,null,null,{"$f":"Матрица!A297","v":"HC70-3S"},2,1,2,4,14]
[null,null,null,null,null,null,null,null,null,null,null,null,null,null,null,null,null,null,null,null,null,null,null,{"$f":"Матрица!A298","v":"HCF IP65"},1,1,1,2,7]
[null,null,null,null,null,null,null,null,null,null,null,null,null,null,null,null,null,null,null,null,null,null,null,{"$f":"Матрица!A299","v":"HCF IP54"},2,1,2,4,14]

{"sheet":"Интерфейс","index":17,"n_rows":87,"n_cols":320,"rows_kept":87,"cut":false,"hidden":true,"merged":[[43,38,43,43],[40,32,40,44],[17,32,17,73],[19,32,19,42],[21,32,21,42],[42,47,42,53],[43,156,43,164],[36,140,36,148],[38,140,38,148],[40,140,40,148],[24,156,24,164],[26,156,26,164],[29,156,29,164],[31,156,31,164],[33,156,33,164],[36,156,36,164],[38,156,38,164],[40,156,40,164],[15,14,15,42],[36,32,36,42],[38,32,38,42],[33,39,33,49],[31,52,31,60],[24,32,24,42],[26,32,26,98],[29,52,29,60],[35,32,35,42],[36,88,36,98],[1,140,1,148],[3,140,3,148],[12,37,12,42],[7,52,7,57],[1,25,1,32],[5,25,5,32],[10,52,10,84],[36,171,36,185],[38,171,38,185],[40,171,40,185],[33,140,33,148],[24,140,24,148],[26,140,26,148],[29,140,29,148],[31,140,31,148],[24,171,24,185],[26,171,26,185],[29,171,29,185],[31,171,31,185],[33,171,33,185]]}
[]
[null,null,null,"Площадь здания",null,null,null,null,null,null,null,null,null,null,null,null,null,null,null,null,null,null,null,null,null,{"$f":"Главный!AC2","v":0},null,null,null,null,null,null,null,"м²",null,null,null,null,null,null,null,null,null,null,null,null,null,null,null,null,null,null,null,null,null,null,null,null,null,null,null,null,null,null,null,null,null,null,null,null,null,null,null,null,null,null,null,null,null,null,null,null,null,null,null,null,null,null,null,null,null,null,null,null,null,null,null,null,null,null,null,null,null,null,null,null,null,null,null,null,null,null,null,null,null,null,null,null,"Длина здания внутри",null,null,null,null,null,null,null,null,null,null,null,null,null,null,null,null,null,null,null,null,null,{"$f":"Расчет!B3","v":{"$error":"#N/A"}},null,null,null,null,null,null,null,null,"м",null,null,null,null,null,null,null,null,null,null,null,null,null,null,null,null,null,null,null,null,null,null,null,null,null,null,null,null,null,null,null,null,null,null,null,null,null,null,"Шифр на условие",null,null,null,null,null,null,null,null,null,null,null,null,null,null,null,null,null,null,null,null,null,null,null,null,null,null,null,null,null,null,null,null,null,null,null,null,null,null,null,null,null,null,null,null,null,null,null,null,null,null,null,null,null,null,null,null,null,null,null,null,null,null,null,null,null,null,null,null,null,null,null,null,null,null,null,null,null,null,null,null,null,null,null,null,null,null,null,null,null,null,null,null,null,null,null,null,null,null,null,null,null,null,null,null,null,null,null,null,null,"Температура внутри","Угол ската кровли",null,null,null,"Материал стен",null,"Толщина стены",null,"Толщина изоляции",null,null,null,"Теплоизоляция кровли",null,"Теплоизоляция фундамента",null,"Температурный график",null,"Среда эксплуатации",null,"Кратность воздухообмена"]
[]
[null,null,null,null,null,null,null,null,null,null,null,null,null,null,null,null,null,null,null,null,null,null,null,null,null,null,null,null,null,null,null,null,null,null,null,null,null,null,null,null,null,null,null,null,null,null,null,null,null,null,null,null,null,null,null,null,null,null,null,null,null,null,null,null,null,null,null,null,null,null,null,null,null,null,null,null,null,null,null,null,null,null,null,null,null,null,null,null,null,null,null,null,null,null,null,null,null,null,null,null,null,null,null,null,null,null,null,null,null,null,null,null,null,null,null,null,null,null,"Ширина здания внутри",null,null,null,null,null,null,null,null,null,null,null,null,null,null,null,null,null,null,null,null,null,{"$f":"Расчет!B4","v":{"$error":"#N/A"}},40,null,null,null,null,null,null,null,"м",null,null,null,null,null,null,null,null,null,null,null,null,null,null,null,null,null,null,null,null,null,null,null,null,null,null,null,null,null,null,null,null,null,null,null,null,null,null,null,null,null,null,null,null,null,null,null,null,null,null,null,null,null,null,null,null,null,null,null,null,null,null,null,null,null,null,null,null,null,null,null,null,null,null,null,null,null,null,null,null,null,null,null,null,null,null,null,null,null,null,null,null,null,null,null,null,null,null,null,null,null,null,null,null,null,null,null,null,null,null,null,null,null,null,null,null,null,null,null,null,null,null,null,null,null,null,null,null,null,null,null,null,null,null,null,null,null,null,null,null,null,null,null,null,null,null,null,"Плоская",0,10,null,"Краснодар",null,{"$f":"Главный!KS4","v":"Сэндвич-панель"},1,{"$f":"Материалы!C9","v":0},null,{"$f":"Материалы!C40","v":0},null,"Однокамерный стеклопакет (4-24-4)",null,{"$f":"Материалы!C25","v":0},null,50,null,"90/70",null,"Нет",null,0.5]
[null,null,null,null,null,null,null,null,null,null,null,null,null,null,null,null,null,null,null,null,null,null,null,null,null,null,null,null,null,null,null,null,null,null,null,null,null,null,null,null,null,null,null,null,null,null,null,null,null,null,null,null,null,null,null,null,null,null,null,null,null,null,null,null,null,null,null,null,null,null,null,null,null,null,null,null,null,null,null,null,null,null,null,null,null,null,null,null,null,null,null,null,null,null,null,null,null,null,null,null,null,null,null,null,null,null,null,null,null,null,null,null,null,null,null,null,null,null,null,null,null,null,null,null,null,null,null,null,null,null,null,null,null,null,null,null,null,null,null,null,null,null,null,null,null,null,null,null,null,null,null,null,null,null,null,null,null,null,null,null,null,null,null,null,null,null,null,null,null,null,null,null,null,null,null,null,null,null,null,null,null,null,null,null,null,null,null,null,null,null,null,null,null,null,null,null,null,null,null,null,null,null,null,null,null,null,null,null,null,null,null,null,null,null,null,null,null,null,null,null,null,null,null,null,null,null,null,null,null,null,null,null,null,null,null,null,null,null,null,null,null,null,null,null,null,null,null,null,null,null,null,null,null,null,null,null,null,null,null,null,null,null,null,null,null,null,null,null,null,null,null,null,null,null,null,null,null,null,null,null,null,null,null,null,null,null,null,null,null,null,null,null,null,null,null,null,null,"2-х скатная",5,15,null,"Ростов-на-Дону",null,{"$f":"Главный!KS5","v":"Газобетон"},1,{"$f":"Материалы!C10","v":0},null,{"$f":"Материалы!C41","v":0},null,"2-х камерный стеклопакет (4-10-4-10-k4)",null,{"$f":"Материалы!C26","v":0},null,100,null,"80/60",null,"Да",null,1]
[null,null,null,"Высота здания",null,null,null,null,null,null,null,null,null,null,null,null,null,null,null,null,null,null,null,null,null,{"$f":"Главный!AC4","v":0},null,40,null,null,null,null,null,"м",null,null,null,null,null,null,null,null,null,null,null,null,null,null,null,null,null,null,null,null,null,null,null,null,null,null,null,null,null,null,null,null,null,null,null,null,null,null,null,null,null,null,null,null,null,null,null,null,null,null,null,null,null,null,null,null,null,null,null,null,null,null,null,null,null,null,null,null,null,null,null,null,null,null,null,null,null,null,null,null,null,null,null,null,null,null,null,null,null,null,null,null,null,null,null,null,null,null,null,null,null,null,null,null,null,null,null,null,null,null,null,null,null,null,null,null,null,null,null,null,null,null,null,null,null,null,null,null,null,null,null,null,null,null,null,null,null,null,null,null,null,null,null,null,null,null,null,null,null,null,null,null,null,null,null,null,null,null,null,null,null,null,null,null,null,null,null,null,null,null,null,null,null,null,null,null,null,null,null,null,null,null,null,null,null,null,null,null,null,null,null,null,null,null,null,null,null,null,null,null,null,null,null,null,null,null,null,null,null,null,null,null,null,null,null,null,null,null,null,null,null,null,null,null,null,null,null,null,null,null,null,null,null,null,null,null,null,null,null,null,null,null,null,null,null,null,null,null,null,null,null,null,null,null,null,null,null,null,null,null,null,null,null,"Полукруглая кровля",10,22,null,"Воронеж",null,{"$f":"Главный!KS6","v":"Каркас"},1,{"$f":"Материалы!C11","v":0},null,{"$f":"Материалы!C42","v":0},null,"2-х камерный энергосберегающий (4-10-4-10-i4)",null,{"$f":"Материалы!C27","v":0},null,150,null,"70/50",null,null,null,1.5]
[null,null,null,null,null,null,null,null,null,null,null,null,null,null,null,null,null,null,null,null,null,null,null,null,null,null,null,null,null,null,null,null,null,null,null,null,null,null,null,null,null,null,null,null,null,null,null,null,null,null,null,null,null,null,null,null,null,null,null,null,null,null,null,null,null,null,null,null,null,null,null,null,null,null,null,null,null,null,null,null,null,null,null,null,null,null,null,null,null,null,null,null,null,null,null,null,null,null,null,null,null,null,null,null,null,null,null,null,null,null,null,null,null,null,null,null,null,null,null,null,null,null,null,null,null,null,null,null,null,null,null,null,null,null,null,null,null,null,null,null,null,null,null,null,null,null,null,null,null,null,null,null,null,null,null,null,null,null,null,null,null,null,null,null,null,null,null,null,null,null,null,null,null,null,null,null,null,null,null,null,null,null,null,null,null,null,null,null,null,null,null,null,null,null,null,null,null,null,null,null,null,null,null,null,null,null,null,null,null,null,null,null,null,null,null,null,null,null,null,null,null,null,null,null,null,null,null,null,null,null,null,null,null,null,null,null,null,null,null,null,null,null,null,null,null,null,null,null,null,null,null,null,null,null,null,null,null,null,null,null,null,null,null,null,null,null,null,null,null,null,null,null,null,null,null,null,null,null,null,null,null,null,null,null,null,null,null,null,null,null,null,null,null,null,null,null,null,null,15,30,null,"Курск",null,{"$f":"Главный!KS7","v":"Поризованный камень"},1,{"$f":"Материалы!C12","v":0},null,{"$f":"Материалы!C43","v":0},null,null,null,{"$f":"Материалы!C28","v":0},null,200,null,"50/30",null,null,null,2]
[null,null,null,"Требуемая температура внутр. воздуха",null,null,null,null,null,null,null,null,null,null,null,null,null,null,null,null,null,null,null,null,null,null,null,null,null,null,null,null,null,null,null,null,null,null,null,null,null,null,null,null,null,null,null,null,null,null,null,null,{"$f":"Главный!AX8","v":"выберите"},null,null,null,null,null,null,"ºС",null,null,null,null,null,null,null,null,null,null,null,null,null,null,null,null,null,null,null,null,null,null,null,null,null,null,null,null,null,null,null,null,null,null,null,null,null,null,null,null,null,null,null,null,null,null,null,null,null,null,null,null,null,null,null,null,null,null,null,null,null,null,null,null,null,null,null,null,null,null,null,null,null,null,null,null,null,null,null,null,null,null,null,null,null,null,null,null,null,null,null,null,null,null,null,null,null,null,null,null,null,null,null,null,null,null,null,null,null,null,null,null,null,null,null,null,null,null,null,null,null,null,null,null,null,null,null,null,null,null,null,null,null,null,null,null,null,null,null,null,null,null,null,null,null,null,null,null,null,null,null,null,null,null,null,null,null,null,null,null,null,null,null,null,null,null,null,null,null,null,null,null,null,null,null,null,null,null,null,null,null,null,null,null,null,null,null,null,null,null,null,null,null,null,null,null,null,null,null,null,null,null,null,null,null,null,null,null,null,null,null,null,null,null,null,null,null,null,null,null,null,null,null,null,null,null,null,null,null,null,null,null,null,null,null,null,null,null,20,35,null,"Санкт-Петербург",null,{"$f":"Главный!KS8","v":"Сотовый поликарбонат"},0,{"$f":"Материалы!C13","v":0},null,{"$f":"Материалы!C44","v":0},null,null,null,{"$f":"Материалы!C29","v":0},null,250,null,null,null,null,null,2.5]
[null,null,null,null,null,null,null,null,null,null,null,null,null,null,null,null,null,null,null,null,null,null,null,null,null,null,null,null,null,null,null,null,null,null,null,null,null,null,null,null,null,null,null,null,null,null,null,null,null,null,null,null,null,null,null,null,null,null,null,null,null,null,null,null,null,null,null,null,null,null,null,null,null,null,null,null,null,null,null,null,null,null,null,null,null,null,null,null,null,null,null,null,null,null,null,null,null,null,null,null,null,null,null,null,null,null,null,null,null,null,null,null,null,null,null,null,null,null,null,null,null,null,null,null,null,null,null,null,null,null,null,null,null,null,null,null,null,null,null,null,null,null,null,null,null,null,null,null,null,null,null,null,null,null,null,null,null,null,null,null,null,null,null,null,null,null,null,null,null,null,null,null,null,null,null,null,null,null,null,null,null,null,null,null,null,null,null,null,null,null,null,null,null,null,null,null,null,null,null,null,null,null,null,null,null,null,null,null,null,null,null,null,null,null,null,null,null,null,null,null,null,null,null,null,null,null,null,null,null,null,null,null,null,null,null,null,null,null,null,null,null,null,null,null,null,null,null,null,null,null,null,null,null,null,null,null,null,null,null,null,null,null,null,null,null,null,null,null,null,null,null,null,null,null,null,null,null,null,null,null,null,null,null,null,null,null,null,null,null,null,null,null,null,null,null,null,null,null,null,40,null,"Москва",null,{"$f":"Главный!KS9","v":"Профнастил"},1,{"$f":"Материалы!C14","v":0},null,{"$f":"Материалы!C45","v":0},null,null,null,{"$f":"Материалы!C30","v":0},null,null,null,null,null,null,null,3]
[null,null,null,null,null,null,null,null,null,null,null,null,null,null,null,null,null,null,null,null,null,null,null,null,null,null,null,null,null,null,null,null,null,null,null,null,null,null,null,null,null,null,null,null,null,null,null,null,null,null,null,null,null,null,null,null,null,null,null,null,null,null,null,null,null,null,null,null,null,null,null,null,null,null,null,null,null,null,null,null,null,null,null,null,null,null,null,null,null,null,null,null,null,null,null,null,null,null,null,null,null,null,null,null,null,null,null,null,null,null,null,null,null,null,null,null,null,null,null,null,null,null,null,null,null,null,null,null,null,null,null,null,null,null,null,null,null,null,null,null,null,null,null,null,null,null,null,null,null,null,null,null,null,null,null,null,null,null,null,null,null,null,null,null,null,null,null,null,null,null,null,null,null,null,null,null,null,null,null,null,null,null,null,null,null,null,null,null,null,null,null,null,null,null,null,null,null,null,null,null,null,null,null,null,null,null,null,null,null,null,null,null,null,null,null,null,null,null,null,null,null,null,null,null,null,null,null,null,null,null,null,null,null,null,null,null,null,null,null,null,null,null,null,null,null,null,null,null,null,null,null,null,null,null,null,null,null,null,null,null,null,null,null,null,null,null,null,null,null,null,null,null,null,null,null,null,null,null,null,null,null,null,null,null,null,null,null,null,null,null,null,null,null,null,null,null,null,null,null,45,null,"Минск",null,{"$f":"Главный!KS10","v":"Спортивный тент"},2,null,null,null,null,null,null,null,null,null,null,null,null,null,null,3.5]
[null,null,null,"Тип стропильной системы крыши",null,null,null,null,null,null,null,null,null,null,null,null,null,null,null,null,null,null,null,null,null,null,null,null,null,null,null,null,null,null,null,null,null,null,null,null,null,null,null,null,null,null,null,null,null,null,null,null,{"$f":"Главный!AX20","v":"выберите"},null,null,null,null,null,null,null,null,null,null,null,null,null,null,null,null,null,null,null,null,null,null,null,null,null,null,null,null,null,null,null,null,null,null,null,null,null,null,null,null,null,null,null,null,null,null,null,null,null,null,null,null,null,null,null,null,null,null,null,null,null,null,null,null,null,null,null,null,null,null,null,null,null,null,null,null,null,null,null,null,null,null,null,null,null,null,null,null,null,null,null,null,null,null,null,null,null,null,null,null,null,null,null,null,null,null,null,null,null,null,null,null,null,null,null,null,null,null,null,null,null,null,null,null,null,null,null,null,null,null,null,null,null,null,null,null,null,null,null,null,null,null,null,null,null,null,null,null,null,null,null,null,null,null,null,null,null,null,null,null,null,null,null,null,null,null,null,null,null,null,null,null,null,null,null,null,null,null,null,null,null,null,null,null,null,null,null,null,null,null,null,null,null,null,null,null,null,null,null,null,null,null,null,null,null,null,null,null,null,null,null,null,null,null,null,null,null,null,null,null,null,null,null,null,null,null,null,null,null,null,null,null,null,null,null,null,null,null,null,null,null,null,null,null,null,null,null,null,"Владимир",null,null,null,null,null,null,null,null,null,null,null,null,null,null,null,null,null,4]
[null,null,null,null,null,null,null,null,null,null,null,null,null,null,null,null,null,null,null,null,null,null,null,null,null,null,null,null,null,null,null,null,null,null,null,null,null,null,null,null,null,null,null,null,null,null,null,null,null,null,null,null,null,null,null,null,null,null,null,null,null,null,null,null,null,null,null,null,null,null,null,null,null,null,null,null,null,null,null,null,null,null,null,null,null,null,null,null,null,null,null,null,null,null,null,null,null,null,null,null,null,null,null,null,null,null,null,null,null,null,null,null,null,null,null,null,null,null,null,null,null,null,null,null,null,null,null,null,null,null,null,null,null,null,null,null,null,null,null,null,null,null,null,null,null,null,null,null,null,null,null,null,null,null,null,null,null,null,null,null,null,null,null,null,null,null,null,null,null,null,null,null,null,null,null,null,null,null,null,null,null,null,null,null,null,null,null,null,null,null,null,null,null,null,null,null,null,null,null,null,null,null,null,null,null,null,null,null,null,null,null,null,null,null,null,null,null,null,null,null,null,null,null,null,null,null,null,null,null,null,null,null,null,null,null,null,null,null,null,null,null,null,null,null,null,null,null,null,null,null,null,null,null,null,null,null,null,null,null,null,null,null,null,null,null,null,null,null,null,null,null,null,null,null,null,null,null,null,null,null,null,null,null,null,null,null,null,null,null,null,null,null,null,null,null,null,null,null,null,null,null,"Петрозаводск",null,null,null,null,null,null,null,null,null,null,null,null,null,null,null,null,null,4.5]
[null,null,null,"Угол наклона кровли",null,null,null,null,null,null,null,null,null,null,null,null,null,null,null,null,null,null,null,null,null,null,null,null,null,null,null,null,null,null,null,null,null,{"$f":"VLOOKUP(Главный!AX20,GE50:GF52,2,0)","v":{"$error":"#N/A"}},null,null,null,null,null,null,"градусов",null,null,null,null,null,null,null,null,null,null,null,null,null,null,null,null,null,null,null,null,null,null,null,null,null,null,null,null,null,null,null,null,null,null,null,null,null,null,null,null,null,null,null,null,null,null,null,null,null,null,null,null,null,null,null,null,null,null,null,null,null,null,null,null,null,null,null,null,null,null,null,null,null,null,null,null,null,null,null,null,null,null,null,null,null,null,null,null,null,null,null,null,null,null,null,null,null,null,null,null,null,null,null,null,null,null,null,null,null,null,null,null,null,null,null,null,null,null,null,null,null,null,null,null,null,null,null,null,null,null,null,null,null,null,null,null,null,null,null,null,null,null,null,null,null,null,null,null,null,null,null,null,null,null,null,null,null,null,null,null,null,null,null,null,null,null,null,null,null,null,null,null,null,null,null,null,null,null,null,null,null,null,null,null,null,null,null,null,null,null,null,null,null,null,null,null,null,null,null,null,null,null,null,null,null,null,null,null,null,null,null,null,null,null,null,null,null,null,null,null,null,null,null,null,null,null,null,null,null,null,null,null,null,null,null,null,null,null,null,null,null,null,null,null,null,null,null,null,null,null,null,null,null,null,null,null,"Самара",null,null,null,null,null,null,null,null,null,null,null,null,null,null,null,null,null,5]
[null,null,null,null,null,null,null,null,null,null,null,null,null,null,null,null,null,null,null,null,null,null,null,null,null,null,null,null,null,null,null,null,null,null,null,null,null,null,null,null,null,null,null,null,null,null,null,null,null,null,null,null,null,null,null,null,null,null,null,null,null,null,null,null,null,null,null,null,null,null,null,null,null,null,null,null,null,null,null,null,null,null,null,null,null,null,null,null,null,null,null,null,null,null,null,null,null,null,null,null,null,null,null,null,null,null,null,null,null,null,null,null,null,null,null,null,null,null,null,null,null,null,null,null,null,null,null,null,null,null,null,null,null,null,null,null,null,null,null,null,null,null,null,null,null,null,null,null,null,null,null,null,null,null,null,null,null,null,null,null,null,null,null,null,null,null,null,null,null,null,null,null,null,null,null,null,null,null,null,null,null,null,null,null,null,null,null,null,null,null,null,null,null,null,null,null,null,null,null,null,null,null,null,null,null,null,null,null,null,null,null,null,null,null,null,null,null,null,null,null,null,null,null,null,null,null,null,null,null,null,null,null,null,null,null,null,null,null,null,null,null,null,null,null,null,null,null,null,null,null,null,null,null,null,null,null,null,null,null,null,null,null,null,null,null,null,null,null,null,null,null,null,null,null,null,null,null,null,null,null,null,null,null,null,null,null,null,null,null,null,null,null,null,null,null,null,null,null,null,null,null,"Екатеринбург",null,null,null,null,null,null,null,null,null,null,null,null,null,null,null,null,null,5.6]
[null,null,null,null,null,null,null,null,null,null,null,null,null,null,null,null,null,null,null,null,null,null,null,null,null,null,null,null,null,null,null,null,null,null,null,null,null,null,null,null,null,null,null,null,null,null,null,null,null,null,null,null,null,null,null,null,null,null,null,null,null,null,null,null,null,null,null,null,null,null,null,null,null,null,null,null,null,null,null,null,null,null,null,null,null,null,null,null,null,null,null,null,null,null,null,null,null,null,null,null,null,null,null,null,null,null,null,null,null,null,null,null,null,null,null,null,null,null,null,null,null,null,null,null,null,null,null,null,null,null,null,null,null,null,null,null,null,null,null,null,null,null,null,null,null,null,null,null,null,null,null,null,null,null,null,null,null,null,null,null,null,null,null,null,null,null,null,null,null,null,null,null,null,null,null,null,null,null,null,null,null,null,null,null,null,null,null,null,null,null,null,null,null,null,null,null,null,null,null,null,null,null,null,null,null,null,null,null,null,null,null,null,null,null,null,null,null,null,null,null,null,null,null,null,null,null,null,null,null,null,null,null,null,null,null,null,null,null,null,null,null,null,null,null,null,null,null,null,null,null,null,null,null,null,null,null,null,null,null,null,null,null,null,null,null,null,null,null,null,null,null,null,null,null,null,null,null,null,null,null,null,null,null,null,null,null,null,null,null,null,null,null,null,null,null,null,null,null,null,null,null,"Уфа",null,null,null,null,null,null,null,null,null,null,null,null,null,null,null,null,null,6]
[null,null,null,"Город",null,null,null,null,null,null,null,null,null,null,{"$f":"Главный!L6","v":"выберите"},null,null,null,null,null,null,null,null,null,null,null,null,null,null,null,null,null,null,null,null,null,null,null,null,null,null,null,null,null,null,null,null,null,null,null,null,null,null,null,null,null,null,null,null,null,null,null,null,null,null,null,null,null,null,null,null,null,null,null,null,null,null,null,null,null,null,null,null,null,null,null,null,null,null,null,null,null,null,null,null,null,null,null,null,null,null,null,null,null,null,null,null,null,null,null,null,null,null,null,null,null,null,null,null,null,null,null,null,null,null,null,null,null,null,null,null,null,null,null,null,null,null,null,null,null,null,null,null,null,null,null,null,null,null,null,null,null,null,null,null,null,null,null,null,null,null,null,null,null,null,null,null,null,null,null,null,null,null,null,null,null,null,null,null,null,null,null,null,null,null,null,null,null,null,null,null,null,null,null,null,null,null,null,null,null,null,null,null,null,null,null,null,null,null,null,null,null,null,null,null,null,null,null,null,null,null,null,null,null,null,null,null,null,null,null,null,null,null,null,null,null,null,null,null,null,null,null,null,null,null,null,null,null,null,null,null,null,null,null,null,null,null,null,null,null,null,null,null,null,null,null,null,null,null,null,null,null,null,null,null,null,null,null,null,null,null,null,null,null,null,null,null,null,null,null,null,null,null,null,null,null,null,null,null,null,null,"Иркутск",null,null,null,null,null,null,null,null,null,null,null,null,null,null,null,null,null,7]
[null,null,null,null,null,null,null,null,null,null,null,null,null,null,null,null,null,null,null,null,null,null,null,null,null,null,null,null,null,null,null,null,null,null,null,null,null,null,null,null,null,null,null,null,null,null,null,null,null,null,null,null,null,null,null,null,null,null,null,null,null,null,null,null,null,null,null,null,null,null,null,null,null,null,null,null,null,null,null,null,null,null,null,null,null,null,null,null,null,null,null,null,null,null,null,null,null,null,null,null,null,null,null,null,null,null,null,null,null,null,null,null,null,null,null,null,null,null,null,null,null,null,null,null,null,null,null,null,null,null,null,null,null,null,null,null,null,null,null,null,null,null,null,null,null,null,null,null,null,null,null,null,null,null,null,null,null,null,null,null,null,null,null,null,null,null,null,null,null,null,null,null,null,null,null,null,null,null,null,null,null,null,null,null,null,null,null,null,null,null,null,null,null,null,null,null,null,null,null,null,null,null,null,null,null,null,null,null,null,null,null,null,null,null,null,null,null,null,null,null,null,null,null,null,null,null,null,null,null,null,null,null,null,null,null,null,null,null,null,null,null,null,null,null,null,null,null,null,null,null,null,null,null,null,null,null,null,null,null,null,null,null,null,null,null,null,null,null,null,null,null,null,null,null,null,null,null,null,null,null,null,null,null,null,null,null,null,null,null,null,null,null,null,null,null,null,null,null,null,null,null,"Архангельск",null,null,null,null,null,null,null,null,null,null,null,null,null,null,null,null,null,8]
[null,null,null,"Стены здания",null,null,null,null,null,null,null,null,null,null,null,null,null,null,null,null,null,null,null,null,null,null,null,null,null,null,null,null,{"$f":"Главный!V11","v":"выберите"},null,null,null,null,null,null,null,null,null,null,null,null,null,null,null,null,null,null,null,null,null,null,null,null,null,null,null,null,null,null,null,null,null,null,null,null,null,null,null,null,null,null,null,null,null,null,null,null,null,null,null,null,null,null,null,null,null,null,null,null,null,null,null,null,null,null,null,null,null,null,null,null,null,null,null,null,null,null,null,null,null,null,null,null,null,null,null,null,null,null,null,null,null,null,null,null,null,null,null,null,null,null,null,null,null,null,null,null,null,null,null,null,null,null,null,null,null,null,null,null,null,null,null,null,null,null,null,null,null,null,null,null,null,null,null,null,null,null,null,null,null,null,null,null,null,null,null,null,null,null,null,null,null,null,null,null,null,null,null,null,null,null,null,null,null,null,null,null,null,null,null,null,null,null,null,null,null,null,null,null,null,null,null,null,null,null,null,null,null,null,null,null,null,null,null,null,null,null,null,null,null,null,null,null,null,null,null,null,null,null,null,null,null,null,null,null,null,null,null,null,null,null,null,null,null,null,null,null,null,null,null,null,null,null,null,null,null,null,null,null,null,null,null,null,null,null,null,null,null,null,null,null,null,null,null,null,null,null,null,null,null,null,null,null,null,null,null,null,"Пермь",null,null,null,null,null,null,null,null,null,null,null,null,null,null,null,null,null,9]
[null,null,null,null,null,null,null,null,null,null,null,null,null,null,null,null,null,null,null,null,null,null,null,null,null,null,null,null,null,null,null,null,null,null,null,null,null,null,null,null,null,null,null,null,null,null,null,null,null,null,null,null,null,null,null,null,null,null,null,null,null,null,null,null,null,null,null,null,null,null,null,null,null,null,null,null,null,null,null,null,null,null,null,null,null,null,null,null,null,null,null,null,null,null,null,null,null,null,null,null,null,null,null,null,null,null,null,null,null,null,null,null,null,null,null,null,null,null,null,null,null,null,null,null,null,null,null,null,null,null,null,null,null,null,null,null,null,null,null,null,null,null,null,null,null,null,null,null,null,null,null,null,null,null,null,null,null,null,null,null,null,null,null,null,null,null,null,null,null,null,null,null,null,null,null,null,null,null,null,null,null,null,null,null,null,null,null,null,null,null,null,null,null,null,null,null,null,null,null,null,null,null,null,null,null,null,null,null,null,null,null,null,null,null,null,null,null,null,null,null,null,null,null,null,null,null,null,null,null,null,null,null,null,null,null,null,null,null,null,null,null,null,null,null,null,null,null,null,null,null,null,null,null,null,null,null,null,null,null,null,null,null,null,null,null,null,null,null,null,null,null,null,null,null,null,null,null,null,null,null,null,null,null,null,null,null,null,null,null,null,null,null,null,null,null,null,null,null,null,null,null,"Новосибирск",null,null,null,null,null,null,null,null,null,null,null,null,null,null,null,null,null,10]
[null,null,null,"Толщина стен. мат.",null,null,null,null,null,null,null,null,null,null,null,null,null,null,null,null,null,null,null,null,null,null,null,null,null,null,null,null,{"$f":"Главный!AX13","v":"выберите"},null,null,null,null,null,null,null,null,null,null,null,"мм"]
[]
[null,null,null,"Теплоизоляции стен",null,null,null,null,null,null,null,null,null,null,null,null,null,null,null,null,null,null,null,null,null,null,null,null,null,null,null,null,{"$f":"Главный!AX15","v":"выберите"},null,null,null,null,null,null,null,null,null,null,null,"мм"]
[null,null,null,null,null,null,null,null,null,null,null,null,null,null,null,null,null,null,null,null,null,null,null,null,null,null,null,null,null,null,null,null,null,null,null,null,null,null,null,null,null,null,null,null,null,null,null,null,null,null,null,null,null,null,null,null,null,null,null,null,null,null,null,null,null,null,null,null,null,null,null,null,null,null,null,null,null,null,null,null,null,null,null,null,null,null,null,null,null,null,null,null,null,null,null,null,null,null,null,null,null,null,null,null,null,null,null,null,null,null,null,null,null,null,null,null,null,null,null,null,null,null,null,null,null,null,null,null,null,null,null,null,null,null,null,null,null,null,null,null,null,null,null,null,null,null,null,null,null,null,null,null,null,null,null,null,null,null,null,null,null,null,null,null,null,null,null,null,null,null,null,null,null,null,null,null,null,null,null,null,null,null,null,null,null,null,"Тепловая мощность агрегата (кВт)","Дальность струи (м)","Температура воздуха на выходе (ºC)","Расход воды (м³/ч)","Гидравлическое сопротивление (кПа)","Степень защиты двигателя","Уровень шума (дБ)","Рядность теплообменника","Расход воздуха"]
[]
[null,null,null,"Площадь остекления",null,null,null,null,null,null,null,null,null,null,null,null,null,null,null,null,null,null,null,null,null,null,null,null,null,null,null,null,{"$f":"Главный!AX31","v":0},null,null,null,null,null,null,null,null,null,null,null,"м²",null,null,null,null,null,null,null,null,null,null,null,null,null,null,null,null,null,null,null,null,null,null,null,null,null,null,null,null,null,null,null,null,null,null,null,null,null,null,null,null,null,null,null,null,null,null,null,null,null,null,null,null,null,null,null,null,null,null,null,null,null,null,null,null,null,null,{"$f":"FA25","v":0},null,null,null,null,null,null,{"$f":"Матрица!A302","v":"HC20-3S"},null,null,null,null,null,null,null,null,null,null,null,null,null,null,null,null,null,null,null,null,null,{"$f":"VLOOKUP(DO25,Матрица!$A$302:$C$309,3,0)","v":0},null,null,null,null,null,null,null,null,null,null,null,null,null,null,null,{"$f":"VLOOKUP(DO25,Матрица!$A$302:$D$309,4,0)","v":0},null,null,null,null,null,null,null,null,null,null,null,{"$f":"IF(EK25=$EK$44,10000000,EK25)","v":{"$error":"#N/A"}},{"$f":"IF(FM25=0,10000000,FA25)","v":{"$error":"#N/A"}},null,{"$f":"IF(FA25>0,FA25,10000000)","v":10000000},null,null,null,null,null,null,null,null,null,null,null,null,null,null,{"$f":"Матрица!B292","v":0},{"$f":"VLOOKUP(Главный!$AX$47,EK50:FM52,29,0)","v":{"$error":"#N/A"}},{"$f":"Матрица!C292","v":{"$error":"#N/A"}},{"$f":"Матрица!D292","v":{"$error":"#N/A"}},{"$f":"Матрица!E292","v":{"$error":"#N/A"}},{"$f":"Матрица!I292","v":"IP 54"},{"$f":"VLOOKUP(Главный!$AX$47,EK50:FD52,20,0)","v":{"$error":"#N/A"}},"один",{"$f":"VLOOKUP(Главный!$AX$47,EK50:FA52,17,0)","v":{"$error":"#N/A"}}]
[]
[null,null,null,"Тип стеклопакета",null,null,null,null,null,null,null,null,null,null,null,null,null,null,null,null,null,null,null,null,null,null,null,null,null,null,null,null,{"$f":"Главный!AA33","v":"выберите"},null,null,null,null,null,null,null,null,null,null,null,null,null,null,null,null,null,null,null,null,null,null,null,null,null,null,null,null,null,null,null,null,null,null,null,null,null,null,null,null,null,null,null,null,null,null,null,null,null,null,null,null,null,null,null,null,null,null,null,null,null,null,null,null,null,null,null,null,null,null,null,null,null,null,null,null,null,null,{"$f":"FA27","v":0},null,null,null,null,null,null,{"$f":"Матрица!A303","v":"HC30-3S"},null,null,null,null,null,null,null,null,null,null,null,null,null,null,null,null,null,null,null,null,null,{"$f":"VLOOKUP(DO27,Матрица!$A$302:$C$309,3,0)","v":0},null,null,null,null,null,null,null,null,null,null,null,null,null,null,null,{"$f":"VLOOKUP(DO27,Матрица!$A$302:$D$309,4,0)","v":0},null,null,null,null,null,null,null,null,null,null,null,{"$f":"IF(EK27=$EK$44,FA27,0)","v":{"$error":"#N/A"}},{"$f":"IF(FM27=0,10000000,FA27)","v":{"$error":"#N/A"}},null,{"$f":"IF(FA27>0,FA27,10000000)","v":10000000},null,null,null,null,null,null,null,null,null,null,null,null,null,null,{"$f":"Матрица!B293","v":0},{"$f":"VLOOKUP(Главный!$AX$47,EK55:FM57,29,0)","v":{"$error":"#N/A"}},{"$f":"Матрица!C293","v":{"$error":"#N/A"}},{"$f":"Матрица!D293","v":{"$error":"#N/A"}},{"$f":"Матрица!E293","v":{"$error":"#N/A"}},{"$f":"Матрица!I293","v":"IP 54"},{"$f":"VLOOKUP(Главный!AX47,EK55:FD57,20,0)","v":{"$error":"#N/A"}},"один",{"$f":"VLOOKUP(Главный!$AX$47,EK55:FA57,17,0)","v":{"$error":"#N/A"}}]
[]
[]
[null,null,null,"Толщина теплоизолции кровли",null,null,null,null,null,null,null,null,null,null,null,null,null,null,null,null,null,null,null,null,null,null,null,null,null,null,null,null,null,null,null,null,null,null,null,null,null,null,null,null,null,null,null,null,null,null,null,null,{"$f":"Главный!AX24","v":"выберите"},null,null,null,null,null,null,null,null,null,"мм",null,null,null,null,null,null,null,null,null,null,null,null,null,null,null,null,null,null,null,null,null,null,null,null,null,null,null,null,null,null,null,null,null,null,null,null,null,null,null,null,null,null,null,null,null,null,null,null,{"$f":"FA30","v":0},null,null,null,null,null,null,{"$f":"Матрица!A304","v":"HC35-3S"},null,null,null,null,null,null,null,null,null,null,null,null,null,null,null,null,null,null,null,null,null,{"$f":"VLOOKUP(DO30,Матрица!$A$302:$C$309,3,0)","v":0},null,null,null,null,null,null,null,null,null,null,null,null,null,null,null,{"$f":"VLOOKUP(DO30,Матрица!$A$302:$D$309,4,0)","v":0},null,null,null,null,null,null,null,null,null,null,null,{"$f":"IF(EK30=$EK$44,FA30,0)","v":{"$error":"#N/A"}},{"$f":"IF(FM30=0,10000000,FA30)","v":{"$error":"#N/A"}},null,{"$f":"IF(FA30>0,FA30,10000000)","v":10000000},null,null,null,null,null,null,null,null,null,null,null,null,null,null,{"$f":"Матрица!B294","v":0},{"$f":"VLOOKUP(Главный!$AX$47,EK60:FM62,29,0)","v":{"$error":"#N/A"}},{"$f":"Матрица!C294","v":{"$error":"#N/A"}},{"$f":"Матрица!D294","v":{"$error":"#N/A"}},{"$f":"Матрица!E294","v":{"$error":"#N/A"}},{"$f":"Матрица!I294","v":"IP 54"},{"$f":"VLOOKUP(Главный!AX47,EK60:FD62,20,0)","v":{"$error":"#N/A"}},"два",{"$f":"VLOOKUP(Главный!$AX$47,EK60:FA62,17,0)","v":{"$error":"#N/A"}}]
[]
[null,null,null,"Толщина теплоизолции фундамента",null,null,null,null,null,null,null,null,null,null,null,null,null,null,null,null,null,null,null,null,null,null,null,null,null,null,null,null,null,null,null,null,null,null,null,null,null,null,null,null,null,null,null,null,null,null,null,null,{"$f":"Главный!AX28","v":"выберите"},null,null,null,null,null,null,null,null,null,"мм",null,null,null,null,null,null,null,null,null,null,null,null,null,null,null,null,null,null,null,null,null,null,null,null,null,null,null,null,null,null,null,null,null,null,null,null,null,null,null,null,null,null,null,null,null,null,null,null,{"$f":"FA32","v":0},null,null,null,null,null,null,{"$f":"Матрица!A305","v":"HC45-3S"},null,null,null,null,null,null,null,null,null,null,null,null,null,null,null,null,null,null,null,null,null,{"$f":"VLOOKUP(DO32,Матрица!$A$302:$C$309,3,0)","v":0},null,null,null,null,null,null,null,null,null,null,null,null,null,null,null,{"$f":"VLOOKUP(DO32,Матрица!$A$302:$D$309,4,0)","v":0},null,null,null,null,null,null,null,null,null,null,null,{"$f":"IF(EK32=$EK$44,FA32,0)","v":{"$error":"#N/A"}},{"$f":"IF(FM32=0,10000000,FA32)","v":{"$error":"#N/A"}},null,{"$f":"IF(FA32>0,FA32,10000000)","v":10000000},null,null,null,null,null,null,null,null,null,null,null,null,null,null,{"$f":"Матрица!B295","v":0},{"$f":"VLOOKUP(Главный!$AX$47,EK65:FM67,29,0)","v":{"$error":"#N/A"}},{"$f":"Матрица!C295","v":{"$error":"#N/A"}},{"$f":"Матрица!D295","v":{"$error":"#N/A"}},{"$f":"Матрица!E295","v":{"$error":"#N/A"}},{"$f":"Матрица!I295","v":"IP 54"},{"$f":"VLOOKUP(Главный!AX47,EK65:FD67,20,0)","v":{"$error":"#N/A"}},"два",{"$f":"VLOOKUP(Главный!$AX$47,EK65:FA67,17,0)","v":{"$error":"#N/A"}}]
[]
[null,null,null,"Объём приточного воздуха",null,null,null,null,null,null,null,null,null,null,null,null,null,null,null,null,null,null,null,null,null,null,null,null,null,null,null,null,null,null,null,null,null,null,null,{"$f":"Расчет!B25","v":{"$error":"#N/A"}},null,null,null,null,null,null,null,null,null,null,null,"м³/ч",null,null,null,null,null,null,null,null,null,null,null,null,null,null,null,null,null,null,null,null,null,null,null,null,null,null,null,null,null,null,null,null,null,null,null,null,null,null,null,null,null,null,null,null,null,null,null,null,null,null,null,null,null,null,null,null,null,null,null,{"$f":"FA34","v":0},null,null,null,null,null,null,{"$f":"Матрица!A306","v":"HC50-3S"},null,null,null,null,null,null,null,null,null,null,null,null,null,null,null,null,null,null,null,null,null,{"$f":"VLOOKUP(DO34,Матрица!$A$302:$C$309,3,0)","v":0},null,null,null,null,null,null,null,null,null,null,null,null,null,null,null,{"$f":"VLOOKUP(DO34,Матрица!$A$302:$D$309,4,0)","v":0},null,null,null,null,null,null,null,null,null,null,null,{"$f":"IF(EK34=$EK$44,FA34,0)","v":{"$error":"#N/A"}},{"$f":"IF(FM34=0,10000000,FA34)","v":{"$error":"#N/A"}},null,{"$f":"IF(FA34>0,FA34,10000000)","v":10000000},null,null,null,null,null,null,null,null,null,null,null,null,null,null,{"$f":"Матрица!B296","v":0},{"$f":"VLOOKUP(Главный!$AX$47,EK70:FM72,29,0)","v":{"$error":"#N/A"}},{"$f":"Матрица!C296","v":{"$error":"#N/A"}},{"$f":"Матрица!D296","v":{"$error":"#N/A"}},{"$f":"Матрица!E296","v":{"$error":"#N/A"}},{"$f":"Матрица!I296","v":"IP 54"},{"$f":"VLOOKUP(Главный!AX47,EK70:FD72,20,0)","v":{"$error":"#N/A"}},"два",{"$f":"VLOOKUP(Главный!$AX$47,EK70:FA72,17,0)","v":{"$error":"#N/A"}}]
[]
[null,null,null,"Важное спец. условие",null,null,null,null,null,null,null,null,null,null,null,null,null,null,null,null,null,null,null,null,null,null,null,null,null,null,null,null,{"$f":"IF(Главный!AC2<5001,Федя!F19/1000,0)","v":0}]
[null,null,null,"Общие тепловые потери",null,null,null,null,null,null,null,null,null,null,null,null,null,null,null,null,null,null,null,null,null,null,null,null,null,null,null,null,{"$f":"IF(Главный!AX41=Главный!LO4,Интерфейс!AG36,IF(Главный!AX41=Главный!LO5,'Федя догрев'!F19/1000))","v":false},null,null,null,null,null,null,null,null,null,null,null,"кВт",null,null,null,null,null,null,null,null,null,null,null,null,null,null,"С учетом принтых потерь",null,null,null,null,null,null,null,null,null,null,null,null,null,null,null,null,null,null,null,null,null,null,null,null,null,null,null,null,{"$f":"IF(Главный!FE43>0,Главный!FE43,Главный!FE41)","v":0},null,null,null,null,null,null,null,null,null,null,null,null,null,null,null,null,null,null,null,null,null,null,{"$f":"FA37","v":0},null,null,null,null,null,null,{"$f":"Матрица!A307","v":"HC70-3S"},null,null,null,null,null,null,null,null,null,null,null,null,null,null,null,null,null,null,null,null,null,{"$f":"VLOOKUP(DO37,Матрица!$A$302:$C$309,3,0)","v":0},null,null,null,null,null,null,null,null,null,null,null,null,null,null,null,{"$f":"VLOOKUP(DO37,Матрица!$A$302:$D$309,4,0)","v":0},null,null,null,null,null,null,null,null,null,null,null,{"$f":"IF(EK37=$EK$44,FA37,0)","v":{"$error":"#N/A"}},{"$f":"IF(FM37=0,10000000,FA37)","v":{"$error":"#N/A"}},null,{"$f":"IF(FA37>0,FA37,10000000)","v":10000000},null,null,null,null,null,null,null,null,null,null,null,null,null,null,{"$f":"Матрица!B297","v":0},{"$f":"VLOOKUP(Главный!$AX$47,EK75:FM77,29,0)","v":{"$error":"#N/A"}},{"$f":"Матрица!C297","v":{"$error":"#N/A"}},{"$f":"Матрица!D297","v":{"$error":"#N/A"}},{"$f":"Матрица!E297","v":{"$error":"#N/A"}},{"$f":"Матрица!I297","v":"IP 54"},{"$f":"VLOOKUP(Главный!AX47,EK75:FD77,20,0)","v":{"$error":"#N/A"}},"три",{"$f":"VLOOKUP(Главный!$AX$47,EK75:FA77,17,0)","v":{"$error":"#N/A"}}]
[]
[null,null,null,"Тепловые потери",null,null,null,null,null,null,null,null,null,null,null,null,null,null,null,null,null,null,null,null,null,null,null,null,null,null,null,null,{"$f":"Федя!Y6","v":0},null,null,null,null,null,null,null,null,null,null,null,"Вт/м²",null,null,null,null,null,null,null,null,null,null,null,null,null,null,null,null,null,null,null,null,null,null,null,null,null,null,null,null,null,null,null,null,null,null,null,null,null,null,null,null,null,null,null,null,null,null,null,null,null,null,null,null,null,null,null,null,null,null,null,null,null,null,null,null,null,null,{"$f":"FA39","v":{"$error":"#N/A"}},null,null,null,null,null,null,{"$f":"Матрица!A309","v":"HCF IP54"},null,null,null,null,null,null,null,null,null,null,null,null,null,null,null,null,null,null,null,null,null,{"$f":"VLOOKUP(DO39,Матрица!$A$302:$C$309,3,0)","v":{"$error":"#N/A"}},null,null,null,null,null,null,null,null,null,null,null,null,null,null,null,{"$f":"VLOOKUP(DO39,Матрица!$A$302:$D$309,4,0)","v":{"$error":"#N/A"}},null,null,null,null,null,null,null,null,null,null,null,{"$f":"IF(EK39=$EK$44,FA39,0)","v":{"$error":"#N/A"}},{"$f":"IF(FM39=0,10000000,FA39)","v":{"$error":"#N/A"}},null,{"$f":"IF(FA39>0,FA39,10000000)","v":{"$error":"#N/A"}},null,null,null,null,null,null,null,null,null,null,null,null,null,null,{"$f":"Матрица!B299","v":{"$error":"#N/A"}},{"$f":"VLOOKUP(Главный!$AX$47,EK80:FM82,29,0)","v":{"$error":"#N/A"}},{"$f":"Матрица!C299","v":{"$error":"#N/A"}},{"$f":"Матрица!D299","v":{"$error":"#N/A"}},{"$f":"Матрица!E299","v":{"$error":"#N/A"}},{"$f":"Матрица!I299","v":"IP 54"},{"$f":"VLOOKUP(Главный!AX47,EK80:FD82,20,0)","v":{"$error":"#N/A"}},"два",{"$f":"VLOOKUP(Главный!$AX$47,EK80:FA82,17,0)","v":{"$error":"#N/A"}}]
[]
[null,null,null,"Температурный график",null,null,null,null,null,null,null,null,null,null,null,null,null,null,null,null,null,null,null,null,null,null,null,null,null,null,null,null,{"$f":"Главный!AX43","v":"выберите"},null,null,null,null,null,null,null,null,null,null,null,null,null,null,null,null,null,null,null,null,null,null,null,null,null,null,null,null,null,null,null,null,null,null,null,null,null,null,null,null,null,null,null,null,null,null,null,null,null,null,null,null,null,null,null,null,null,null,null,null,null,null,null,null,null,null,null,null,null,null,null,null,null,null,null,null,null,null,{"$f":"FA41","v":{"$error":"#N/A"}},null,null,null,null,null,null,{"$f":"Матрица!A308","v":"HCF IP65"},null,null,null,null,null,null,null,null,null,null,null,null,null,null,null,null,null,null,null,null,null,{"$f":"VLOOKUP(DO41,Матрица!$A$302:$C$309,3,0)","v":{"$error":"#N/A"}},null,null,null,null,null,null,null,null,null,null,null,null,null,null,null,{"$f":"VLOOKUP(DO41,Матрица!$A$302:$D$309,4,0)","v":{"$error":"#N/A"}},null,null,null,null,null,null,null,null,null,null,null,{"$f":"IF(EK41=$EK$44,FA41,0)","v":{"$error":"#N/A"}},{"$f":"IF(FM41=0,10000000,FA41)","v":{"$error":"#N/A"}},null,{"$f":"IF(FA41>0,FA41,10000000)","v":{"$error":"#N/A"}},null,null,null,null,null,null,null,null,null,null,null,null,null,null,{"$f":"Матрица!B298","v":{"$error":"#N/A"}},{"$f":"VLOOKUP(Главный!$AX$47,EK85:FM87,29,0)","v":{"$error":"#N/A"}},{"$f":"Матрица!C298","v":{"$error":"#N/A"}},{"$f":"Матрица!D298","v":{"$error":"#N/A"}},{"$f":"Матрица!E298","v":{"$error":"#N/A"}},{"$f":"Матрица!I298","v":"IP 65"},{"$f":"VLOOKUP(Главный!AX47,EK85:FD87,20,0)","v":{"$error":"#N/A"}},"два",{"$f":"VLOOKUP(Главный!$AX$47,EK85:FA87,17,0)","v":{"$error":"#N/A"}}]
[]
[null,null,null,"Эксплуатация в агрессивной среде",null,null,null,null,null,null,null,null,null,null,null,null,null,null,null,null,null,null,null,null,null,null,null,null,null,null,null,null,null,null,null,null,null,null,null,null,null,null,null,null,null,null,null,{"$f":"Главный!AX45","v":"выберите"}]
[null,null,null,"Кратность воздухообмена",null,null,null,null,null,null,null,null,null,null,null,null,null,null,null,null,null,null,null,null,null,null,null,null,null,null,null,null,null,null,null,null,null,null,{"$f":"Главный!AX37","v":0},null,null,null,null,null,null,null,null,null,null,null,null,null,null,null,null,null,null,null,null,null,null,null,null,null,null,null,null,null,null,null,null,null,null,null,null,null,null,null,null,null,null,null,null,null,null,null,null,null,null,null,null,null,null,null,null,null,null,null,null,null,null,null,null,null,null,null,null,null,null,null,null,null,null,null,null,null,null,null,{"$f":"VLOOKUP(FA44,DH25:EA41,8,0)","v":{"$error":"#N/A"}},null,null,null,null,null,null,null,null,null,null,null,null,null,null,null,null,null,null,null,null,null,{"$f":"MAX(EK25:ES41)","v":{"$error":"#N/A"}},null,null,null,null,null,null,null,null,null,null,null,null,null,null,null,{"$f":"MIN(FP25:GD41)","v":{"$error":"#N/A"}},null,null,null,null,null,null,null,null,null,null,null,null,{"$f":"MIN(FN25:FN41)","v":{"$error":"#N/A"}}]
[]
[]
[]
[]
[]
[null,null,null,null,null,null,null,null,null,null,null,null,null,null,null,null,null,null,null,null,null,null,null,null,null,null,null,null,null,null,null,null,null,null,null,null,null,null,null,null,null,null,null,null,null,null,null,null,null,null,null,null,null,null,null,null,null,null,null,null,null,null,null,null,null,null,null,null,null,null,null,null,null,null,null,null,null,null,null,null,null,null,null,null,null,null,null,null,null,null,null,null,null,null,null,null,null,null,null,null,null,null,null,null,null,null,null,null,null,null,null,null,null,null,null,null,null,null,{"$f":"DO25","v":"HC20-3S"},null,null,null,null,null,null,null,null,null,null,null,null,null,null,null,null,null,null,null,null,null,"минимальная",null,null,null,null,null,null,null,null,null,null,null,null,null,null,null,1350,null,null,47,null,null,null,null,null,null,null,null,{"$f":"FM52*FN50","v":12.35},0.65,null,null,null,null,null,null,null,null,null,null,null,null,null,null,null,null,{"$f":"Главный!KY5","v":"Плоская"},0]
[null,null,null,null,null,null,null,null,null,null,null,null,null,null,null,null,null,null,null,null,null,null,null,null,null,null,null,null,null,null,null,null,null,null,null,null,null,null,null,null,null,null,null,null,null,null,null,null,null,null,null,null,null,null,null,null,null,null,null,null,null,null,null,null,null,null,null,null,null,null,null,null,null,null,null,null,null,null,null,null,null,null,null,null,null,null,null,null,null,null,null,null,null,null,null,null,null,null,null,null,null,null,null,null,null,null,null,null,null,null,null,null,null,null,null,null,null,null,null,null,null,null,null,null,null,null,null,null,null,null,null,null,null,null,null,null,null,null,null,null,"средняя",null,null,null,null,null,null,null,null,null,null,null,null,null,null,null,2150,null,null,49,null,null,null,null,null,null,null,null,{"$f":"FM52*FN51","v":17.100000000000001},0.9,null,null,null,null,null,null,null,null,null,null,null,null,null,null,null,null,{"$f":"Главный!KY6","v":"2-х скатная"},{"$f":"Главный!AX22","v":"выберите"}]
[null,null,null,null,null,null,null,null,null,null,null,null,null,null,null,null,null,null,null,null,null,null,null,null,null,null,null,null,null,null,null,null,null,null,null,null,null,null,null,null,null,null,null,null,null,null,null,null,null,null,null,null,null,null,null,null,null,null,null,null,null,null,null,null,null,null,null,null,null,null,null,null,null,null,null,null,null,null,null,null,null,null,null,null,null,null,null,null,null,null,null,null,null,null,null,null,null,null,null,null,null,null,null,null,null,null,null,null,null,null,null,null,null,null,null,null,null,null,null,null,null,null,null,null,null,null,null,null,null,null,null,null,null,null,null,null,null,null,null,null,"максимальная",null,null,null,null,null,null,null,null,null,null,null,null,null,null,null,3200,null,null,55,null,null,null,null,null,null,null,null,19,null,null,null,null,null,null,null,null,null,null,null,null,null,null,null,null,null,{"$f":"Главный!KY7","v":"Полукруглая кровля"},{"$f":"Главный!AX22","v":"выберите"}]
[]
[]
[null,null,null,null,null,null,null,null,null,null,null,null,null,null,null,null,null,null,null,null,null,null,null,null,null,null,null,null,null,null,null,null,null,null,null,null,null,null,null,null,null,null,null,null,null,null,null,null,null,null,null,null,null,null,null,null,null,null,null,null,null,null,null,null,null,null,null,null,null,null,null,null,null,null,null,null,null,null,null,null,null,null,null,null,null,null,null,null,null,null,null,null,null,null,null,null,null,null,null,null,null,null,null,null,null,null,null,null,null,null,null,null,null,null,null,null,null,null,{"$f":"DO27","v":"HC30-3S"},null,null,null,null,null,null,null,null,null,null,null,null,null,null,null,null,null,null,null,null,null,"минимальная",null,null,null,null,null,null,null,null,null,null,null,null,null,null,null,1250,null,null,47,null,null,null,null,null,null,null,null,{"$f":"FM57*FN55","v":11.700000000000001},0.65]
[null,null,null,null,null,null,null,null,null,null,null,null,null,null,null,null,null,null,null,null,null,null,null,null,null,null,null,null,null,null,null,null,null,null,null,null,null,null,null,null,null,null,null,null,null,null,null,null,null,null,null,null,null,null,null,null,null,null,null,null,null,null,null,null,null,null,null,null,null,null,null,null,null,null,null,null,null,null,null,null,null,null,null,null,null,null,null,null,null,null,null,null,null,null,null,null,null,null,null,null,null,null,null,null,null,null,null,null,null,null,null,null,null,null,null,null,null,null,null,null,null,null,null,null,null,null,null,null,null,null,null,null,null,null,null,null,null,null,null,null,"средняя",null,null,null,null,null,null,null,null,null,null,null,null,null,null,null,1950,null,null,49,null,null,null,null,null,null,null,null,{"$f":"FM57*FN56","v":16.2},0.9]
[null,null,null,null,null,null,null,null,null,null,null,null,null,null,null,null,null,null,null,null,null,null,null,null,null,null,null,null,null,null,null,null,null,null,null,null,null,null,null,null,null,null,null,null,null,null,null,null,null,null,null,null,null,null,null,null,null,null,null,null,null,null,null,null,null,null,null,null,null,null,null,null,null,null,null,null,null,null,null,null,null,null,null,null,null,null,null,null,null,null,null,null,null,null,null,null,null,null,null,null,null,null,null,null,null,null,null,null,null,null,null,null,null,null,null,null,null,null,null,null,null,null,null,null,null,null,null,null,null,null,null,null,null,null,null,null,null,null,null,null,"максимальная",null,null,null,null,null,null,null,null,null,null,null,null,null,null,null,3100,null,null,55,null,null,null,null,null,null,null,null,18]
[]
[]
[null,null,null,null,null,null,null,null,null,null,null,null,null,null,null,null,null,null,null,null,null,null,null,null,null,null,null,null,null,null,null,null,null,null,null,null,null,null,null,null,null,null,null,null,null,null,null,null,null,null,null,null,null,null,null,null,null,null,null,null,null,null,null,null,null,null,null,null,null,null,null,null,null,null,null,null,null,null,null,null,null,null,null,null,null,null,null,null,null,null,null,null,null,null,null,null,null,null,null,null,null,null,null,null,null,null,null,null,null,null,null,null,null,null,null,null,null,null,{"$f":"DO30","v":"HC35-3S"},null,null,null,null,null,null,null,null,null,null,null,null,null,null,null,null,null,null,null,null,null,"минимальная",null,null,null,null,null,null,null,null,null,null,null,null,null,null,null,1100,null,null,46,null,null,null,null,null,null,null,null,{"$f":"FM62*FN60","v":9.75},0.65]
[null,null,null,null,null,null,null,null,null,null,null,null,null,null,null,null,null,null,null,null,null,null,null,null,null,null,null,null,null,null,null,null,null,null,null,null,null,null,null,null,null,null,null,null,null,null,null,null,null,null,null,null,null,null,null,null,null,null,null,null,null,null,null,null,null,null,null,null,null,null,null,null,null,null,null,null,null,null,null,null,null,null,null,null,null,null,null,null,null,null,null,null,null,null,null,null,null,null,null,null,null,null,null,null,null,null,null,null,null,null,null,null,null,null,null,null,null,null,null,null,null,null,null,null,null,null,null,null,null,null,null,null,null,null,null,null,null,null,null,null,"средняя",null,null,null,null,null,null,null,null,null,null,null,null,null,null,null,1700,null,null,48,null,null,null,null,null,null,null,null,{"$f":"FM62*FN61","v":13.5},0.9]
[null,null,null,null,null,null,null,null,null,null,null,null,null,null,null,null,null,null,null,null,null,null,null,null,null,null,null,null,null,null,null,null,null,null,null,null,null,null,null,null,null,null,null,null,null,null,null,null,null,null,null,null,null,null,null,null,null,null,null,null,null,null,null,null,null,null,null,null,null,null,null,null,null,null,null,null,null,null,null,null,null,null,null,null,null,null,null,null,null,null,null,null,null,null,null,null,null,null,null,null,null,null,null,null,null,null,null,null,null,null,null,null,null,null,null,null,null,null,null,null,null,null,null,null,null,null,null,null,null,null,null,null,null,null,null,null,null,null,null,null,"максимальная",null,null,null,null,null,null,null,null,null,null,null,null,null,null,null,2700,null,null,54,null,null,null,null,null,null,null,null,15]
[]
[]
[null,null,null,null,null,null,null,null,null,null,null,null,null,null,null,null,null,null,null,null,null,null,null,null,null,null,null,null,null,null,null,null,null,null,null,null,null,null,null,null,null,null,null,null,null,null,null,null,null,null,null,null,null,null,null,null,null,null,null,null,null,null,null,null,null,null,null,null,null,null,null,null,null,null,null,null,null,null,null,null,null,null,null,null,null,null,null,null,null,null,null,null,null,null,null,null,null,null,null,null,null,null,null,null,null,null,null,null,null,null,null,null,null,null,null,null,null,null,{"$f":"DO32","v":"HC45-3S"},null,null,null,null,null,null,null,null,null,null,null,null,null,null,null,null,null,null,null,null,null,"минимальная",null,null,null,null,null,null,null,null,null,null,null,null,null,null,null,950,null,null,46,null,null,null,null,null,null,null,null,{"$f":"FM67*FN65","v":9.1},0.65]
[null,null,null,null,null,null,null,null,null,null,null,null,null,null,null,null,null,null,null,null,null,null,null,null,null,null,null,null,null,null,null,null,null,null,null,null,null,null,null,null,null,null,null,null,null,null,null,null,null,null,null,null,null,null,null,null,null,null,null,null,null,null,null,null,null,null,null,null,null,null,null,null,null,null,null,null,null,null,null,null,null,null,null,null,null,null,null,null,null,null,null,null,null,null,null,null,null,null,null,null,null,null,null,null,null,null,null,null,null,null,null,null,null,null,null,null,null,null,null,null,null,null,null,null,null,null,null,null,null,null,null,null,null,null,null,null,null,null,null,null,"средняя",null,null,null,null,null,null,null,null,null,null,null,null,null,null,null,1450,null,null,48,null,null,null,null,null,null,null,null,{"$f":"FM67*FN66","v":12.6},0.9]
[null,null,null,null,null,null,null,null,null,null,null,null,null,null,null,null,null,null,null,null,null,null,null,null,null,null,null,null,null,null,null,null,null,null,null,null,null,null,null,null,null,null,null,null,null,null,null,null,null,null,null,null,null,null,null,null,null,null,null,null,null,null,null,null,null,null,null,null,null,null,null,null,null,null,null,null,null,null,null,null,null,null,null,null,null,null,null,null,null,null,null,null,null,null,null,null,null,null,null,null,null,null,null,null,null,null,null,null,null,null,null,null,null,null,null,null,null,null,null,null,null,null,null,null,null,null,null,null,null,null,null,null,null,null,null,null,null,null,null,null,"максимальная",null,null,null,null,null,null,null,null,null,null,null,null,null,null,null,2500,null,null,54,null,null,null,null,null,null,null,null,14]
[]
[]
[null,null,null,null,null,null,null,null,null,null,null,null,null,null,null,null,null,null,null,null,null,null,null,null,null,null,null,null,null,null,null,null,null,null,null,null,null,null,null,null,null,null,null,null,null,null,null,null,null,null,null,null,null,null,null,null,null,null,null,null,null,null,null,null,null,null,null,null,null,null,null,null,null,null,null,null,null,null,null,null,null,null,null,null,null,null,null,null,null,null,null,null,null,null,null,null,null,null,null,null,null,null,null,null,null,null,null,null,null,null,null,null,null,null,null,null,null,null,{"$f":"DO34","v":"HC50-3S"},null,null,null,null,null,null,null,null,null,null,null,null,null,null,null,null,null,null,null,null,null,"минимальная",null,null,null,null,null,null,null,null,null,null,null,null,null,null,null,1750,null,null,50,null,null,null,null,null,null,null,null,{"$f":"FM72*FN70","v":13.65},0.65]
[null,null,null,null,null,null,null,null,null,null,null,null,null,null,null,null,null,null,null,null,null,null,null,null,null,null,null,null,null,null,null,null,null,null,null,null,null,null,null,null,null,null,null,null,null,null,null,null,null,null,null,null,null,null,null,null,null,null,null,null,null,null,null,null,null,null,null,null,null,null,null,null,null,null,null,null,null,null,null,null,null,null,null,null,null,null,null,null,null,null,null,null,null,null,null,null,null,null,null,null,null,null,null,null,null,null,null,null,null,null,null,null,null,null,null,null,null,null,null,null,null,null,null,null,null,null,null,null,null,null,null,null,null,null,null,null,null,null,null,null,"средняя",null,null,null,null,null,null,null,null,null,null,null,null,null,null,null,2400,null,null,54,null,null,null,null,null,null,null,null,{"$f":"FM72*FN71","v":18.900000000000002},0.9]
[null,null,null,null,null,null,null,null,null,null,null,null,null,null,null,null,null,null,null,null,null,null,null,null,null,null,null,null,null,null,null,null,null,null,null,null,null,null,null,null,null,null,null,null,null,null,null,null,null,null,null,null,null,null,null,null,null,null,null,null,null,null,null,null,null,null,null,null,null,null,null,null,null,null,null,null,null,null,null,null,null,null,null,null,null,null,null,null,null,null,null,null,null,null,null,null,null,null,null,null,null,null,null,null,null,null,null,null,null,null,null,null,null,null,null,null,null,null,null,null,null,null,null,null,null,null,null,null,null,null,null,null,null,null,null,null,null,null,null,null,"максимальная",null,null,null,null,null,null,null,null,null,null,null,null,null,null,null,4000,null,null,59,null,null,null,null,null,null,null,null,21]
[]
[]
[null,null,null,null,null,null,null,null,null,null,null,null,null,null,null,null,null,null,null,null,null,null,null,null,null,null,null,null,null,null,null,null,null,null,null,null,null,null,null,null,null,null,null,null,null,null,null,null,null,null,null,null,null,null,null,null,null,null,null,null,null,null,null,null,null,null,null,null,null,null,null,null,null,null,null,null,null,null,null,null,null,null,null,null,null,null,null,null,null,null,null,null,null,null,null,null,null,null,null,null,null,null,null,null,null,null,null,null,null,null,null,null,null,null,null,null,null,null,{"$f":"DO37","v":"HC70-3S"},null,null,null,null,null,null,null,null,null,null,null,null,null,null,null,null,null,null,null,null,null,"минимальная",null,null,null,null,null,null,null,null,null,null,null,null,null,null,null,1450,null,null,49,null,null,null,null,null,null,null,null,{"$f":"FM77*FN75","v":11.700000000000001},0.65]
[null,null,null,null,null,null,null,null,null,null,null,null,null,null,null,null,null,null,null,null,null,null,null,null,null,null,null,null,null,null,null,null,null,null,null,null,null,null,null,null,null,null,null,null,null,null,null,null,null,null,null,null,null,null,null,null,null,null,null,null,null,null,null,null,null,null,null,null,null,null,null,null,null,null,null,null,null,null,null,null,null,null,null,null,null,null,null,null,null,null,null,null,null,null,null,null,null,null,null,null,null,null,null,null,null,null,null,null,null,null,null,null,null,null,null,null,null,null,null,null,null,null,null,null,null,null,null,null,null,null,null,null,null,null,null,null,null,null,null,null,"средняя",null,null,null,null,null,null,null,null,null,null,null,null,null,null,null,1900,null,null,53,null,null,null,null,null,null,null,null,{"$f":"FM77*FN76","v":16.2},0.9]
[null,null,null,null,null,null,null,null,null,null,null,null,null,null,null,null,null,null,null,null,null,null,null,null,null,null,null,null,null,null,null,null,null,null,null,null,null,null,null,null,null,null,null,null,null,null,null,null,null,null,null,null,null,null,null,null,null,null,null,null,null,null,null,null,null,null,null,null,null,null,null,null,null,null,null,null,null,null,null,null,null,null,null,null,null,null,null,null,null,null,null,null,null,null,null,null,null,null,null,null,null,null,null,null,null,null,null,null,null,null,null,null,null,null,null,null,null,null,null,null,null,null,null,null,null,null,null,null,null,null,null,null,null,null,null,null,null,null,null,null,"максимальная",null,null,null,null,null,null,null,null,null,null,null,null,null,null,null,3400,null,null,58,null,null,null,null,null,null,null,null,18]
[]
[]
[null,null,null,null,null,null,null,null,null,null,null,null,null,null,null,null,null,null,null,null,null,null,null,null,null,null,null,null,null,null,null,null,null,null,null,null,null,null,null,null,null,null,null,null,null,null,null,null,null,null,null,null,null,null,null,null,null,null,null,null,null,null,null,null,null,null,null,null,null,null,null,null,null,null,null,null,null,null,null,null,null,null,null,null,null,null,null,null,null,null,null,null,null,null,null,null,null,null,null,null,null,null,null,null,null,null,null,null,null,null,null,null,null,null,null,null,null,null,{"$f":"DO39","v":"HCF IP54"},null,null,null,null,null,null,null,null,null,null,null,null,null,null,null,null,null,null,null,null,null,"минимальная",null,null,null,null,null,null,null,null,null,null,null,null,null,null,null,1750,null,null,50,null,null,null,null,null,null,null,null,{"$f":"FM82*FN80","v":13.65},0.65]
[null,null,null,null,null,null,null,null,null,null,null,null,null,null,null,null,null,null,null,null,null,null,null,null,null,null,null,null,null,null,null,null,null,null,null,null,null,null,null,null,null,null,null,null,null,null,null,null,null,null,null,null,null,null,null,null,null,null,null,null,null,null,null,null,null,null,null,null,null,null,null,null,null,null,null,null,null,null,null,null,null,null,null,null,null,null,null,null,null,null,null,null,null,null,null,null,null,null,null,null,null,null,null,null,null,null,null,null,null,null,null,null,null,null,null,null,null,null,null,null,null,null,null,null,null,null,null,null,null,null,null,null,null,null,null,null,null,null,null,null,"средняя",null,null,null,null,null,null,null,null,null,null,null,null,null,null,null,2400,null,null,54,null,null,null,null,null,null,null,null,{"$f":"FM82*FN81","v":18.900000000000002},0.9]
[null,null,null,null,null,null,null,null,null,null,null,null,null,null,null,null,null,null,null,null,null,null,null,null,null,null,null,null,null,null,null,null,null,null,null,null,null,null,null,null,null,null,null,null,null,null,null,null,null,null,null,null,null,null,null,null,null,null,null,null,null,null,null,null,null,null,null,null,null,null,null,null,null,null,null,null,null,null,null,null,null,null,null,null,null,null,null,null,null,null,null,null,null,null,null,null,null,null,null,null,null,null,null,null,null,null,null,null,null,null,null,null,null,null,null,null,null,null,null,null,null,null,null,null,null,null,null,null,null,null,null,null,null,null,null,null,null,null,null,null,"максимальная",null,null,null,null,null,null,null,null,null,null,null,null,null,null,null,4000,null,null,59,null,null,null,null,null,null,null,null,21]
[]
[]
[null,null,null,null,null,null,null,null,null,null,null,null,null,null,null,null,null,null,null,null,null,null,null,null,null,null,null,null,null,null,null,null,null,null,null,null,null,null,null,null,null,null,null,null,null,null,null,null,null,null,null,null,null,null,null,null,null,null,null,null,null,null,null,null,null,null,null,null,null,null,null,null,null,null,null,null,null,null,null,null,null,null,null,null,null,null,null,null,null,null,null,null,null,null,null,null,null,null,null,null,null,null,null,null,null,null,null,null,null,null,null,null,null,null,null,null,null,null,{"$f":"DO41","v":"HCF IP65"},null,null,null,null,null,null,null,null,null,null,null,null,null,null,null,null,null,null,null,null,null,"минимальная",null,null,null,null,null,null,null,null,null,null,null,null,null,null,null,4400,null,null,57,null,null,null,null,null,null,null,null,{"$f":"FM87*FN85","v":14.950000000000001},0.65]
[null,null,null,null,null,null,null,null,null,null,null,null,null,null,null,null,null,null,null,null,null,null,null,null,null,null,null,null,null,null,null,null,null,null,null,null,null,null,null,null,null,null,null,null,null,null,null,null,null,null,null,null,null,null,null,null,null,null,null,null,null,null,null,null,null,null,null,null,null,null,null,null,null,null,null,null,null,null,null,null,null,null,null,null,null,null,null,null,null,null,null,null,null,null,null,null,null,null,null,null,null,null,null,null,null,null,null,null,null,null,null,null,null,null,null,null,null,null,null,null,null,null,null,null,null,null,null,null,null,null,null,null,null,null,null,null,null,null,null,null,"средняя",null,null,null,null,null,null,null,null,null,null,null,null,null,null,null,4650,null,null,60,null,null,null,null,null,null,null,null,{"$f":"FM87*FN86","v":20.7},0.9]
[null,null,null,null,null,null,null,null,null,null,null,null,null,null,null,null,null,null,null,null,null,null,null,null,null,null,null,null,null,null,null,null,null,null,null,null,null,null,null,null,null,null,null,null,null,null,null,null,null,null,null,null,null,null,null,null,null,null,null,null,null,null,null,null,null,null,null,null,null,null,null,null,null,null,null,null,null,null,null,null,null,null,null,null,null,null,null,null,null,null,null,null,null,null,null,null,null,null,null,null,null,null,null,null,null,null,null,null,null,null,null,null,null,null,null,null,null,null,null,null,null,null,null,null,null,null,null,null,null,null,null,null,null,null,null,null,null,null,null,null,"максимальная",null,null,null,null,null,null,null,null,null,null,null,null,null,null,null,5000,null,null,65,null,null,null,null,null,null,null,null,23]

{"sheet":"Материалы","index":18,"n_rows":0,"n_cols":0,"rows_kept":0,"cut":false,"hidden":true,"merged":[]}